## GENERAL TARGETS
|  | 2245264000 | m3/year |  |  | 792000000 | m3/year
NETHERLANDS |  |  |  | DENMARK
Average BOD wastewater inlet concentration (mg/L) | 182.3 |  |  | % of separate sewer system | 71.9
Average N wastewater inlet concentration (mg/L) | 41.4 |  |  | separate sewers
Average P wastewater inlet concentration (mg/L) | 5.7 |  |  | Average BOD treated wastewater outlet concentration (mg/L) | 5.6
Average BOD treated wastewater outlet concentration (mg/L) | 3.8 |  |  | Average N treated wastewater outlet concentration (mg/L) | 1.9
Average N treated wastewater outlet concentration (mg/L) | 6.8 |  |  | Average P treated wastewater outlet concentration (mg/L) | 0.25
Average P treated wastewater outlet concentration (mg/L) | 0.8 |  |  | Combined sewers
purification efficiency Biochemical Oxygen Consumption (%) | 98 |  |  | Average BOD treated wastewater outlet concentration (mg/L) | 39.3
Total purification efficiency Nitrogen compounds as N (%) | 84 |  |  | Average N treated wastewater outlet concentration (mg/L) | 13.1
Total purification efficiency Phosphorus compounds as P (%) | 86 |  |  | Average P treated wastewater outlet concentration (mg/L) | 2.1
Wet sludge production (kg/m3 wastewater treated) | 0.57862
dry solids production (kg/m3 wastewater treated) | 0.13363 |  |  | dry solids production (kg/m3 wastewater treated) | 0.23359
N discharged with sludge % with respect to influent N | 18.8798 |  |  | inflow factor | 1,8-5,5
N discharged with effluent % with respect to influent N | 16.3331
N converted to N2 % with respect to influent N | 64.7871 |  |  | wastewater utilities operating cost (euros/m3 treated) 2010-2024 | 1,79-2,14
P discharged with sludge % with respect to influent P | 86.2585 |  |  | wastewater operating costs % on sewage network | 33
P discharged with effluent % with respect to influent P | 13.8983 |  |  | wastewater operating costs % on plants | 48
Biogas production (m3/m3 wastewater treated) | 0.058209 |  |  | wastewater operating costs % on customer service | 5
Biogas consumption (m3/m3 wastewater treated) | 0.05152 |  |  | wastewater operating costs % on general adminstration | 14
Biogas production/consumption % | 112.9847 |  |  | wastewater utilities investment costs (euros/m3 treated) 2010-2024 | 2,33-4,35
CHP Electricity production (kWh/m3 wastewater treated) | 0.086694 |  |  | wastewater investment costs % on sewage network | 82
Renewable Electricity production (kWh/m3 wastewater treated) | 0.049809 |  |  | wastewater investment costs % on plants | 14
Electricity consumption (kWh/m3 wastewater treated) | 0.37226 |  |  | wastewater investment costs % on the rest | 4
Purchased Electricity (kWh/m3 wastewater treated) | 0.28678
renewable electricity production/consumption % | 13.38 |  |  | Actual operating costs (€/billed m3) | 0,46-4,36
CHP electricity production/consumption % | 23.2885 |  |  | Operating costs related to treatment | 0,34-1,75
tot electricity production/consumption % | 36.6685 |  |  | Operating costs related to transport | 0,55-1,76
aeration Electricity consumption (kWh/m3 wastewater treated) | 0.16126 |  |  | Operating costs related to customer management | 2,11-58,03
pumping Electricity consumption (kWh/m3 wastewater treated) | 0.056086 |  |  | Operating costs related to general administration | 0,01-0,89
sludge dewatering Electricity consumption (kWh/m3 wastewater treated) | 0.018291 |  |  | Completed investments and renovations | 0,36-11,77
other Electricity consumption (kWh/m3 wastewater treated) | 0.13662 |  |  | Variable water charge, including VAT and fees €/m3 | 4,09-11,06
aeration % Electricity consumption | 43.3193 |  |  | Fixed annual charge, including VAT € | 0-131,75
pumping % Electricity consumption | 15.0661
sludge dewatering % Electricity consumption | 4.9135
other % Electricity consumption | 36.7011
natural gas production (m3/m3 wastewater treated) | 0.0097766
natural gas consumption (m3/m3 wastewater treated) | 0.0070981
natural gas production/consumption % | 137.7361
natural gas purchased (m3/m3 wastewater treated) | 0.0071586
natural gas delivered (m3/m3 wastewater treated) | 0.0098372
heat production in CHP / heat consumption % | 128.5539

## SOURCE CHAP 4
rptMStateKey_perfData | uwwNUTS | uwwCode | uwwName | uwwCapacity (pe) | Range dimensionale | uwwWasteWaterTreated (m3/year) | uwwNRemoval | uwwOther | uwwOtherTreatment | uwwOzonation | uwwPRemoval | uwwPrimaryTreatment | uwwFiltration | uwwSandFiltration | uwwSecondaryTreatment | uwwUV | disinfection (Cl/ozone/UV) | uwwAccidents | uwwBadDesign | uwwBadPerformance | uwwBeginLife | uwwBOD5Perf | uwwBODDischargeCalculated (ton/y) | effluent BOD (mg/L) | uwwBODDischargeEstimated | uwwBODDischargeMeasured | uwwBODIncomingCalculated (ton/y) | uwwBODIncomingEstimated | uwwBODIncomingMeasured | BOD % removal | uwwChlorination | uwwCODDischargeCalculated (ton/y) | effluent COD (mg/L) | uwwCODDischargeEstimated | uwwCODDischargeMeasured | uwwCODIncomingCalculated | uwwCODIncomingEstimated | uwwCODIncomingMeasured | COD % removal | uwwCODPerf | uwwCollectingSystem | uwwDateClosing | uwwEndLife | uwwHistorie | uwwHyperlink | uwwLatitude | uwwLongitude | uwwInformation | uwwLoadEnteringUWWTP (pe) | Capacity use | Range capacity use | uwwMethodWasteWaterTreated | uwwMicroFiltration | uwwNDischargeCalculated | uwwNDischargeEstimated | uwwNDischargeMeasured | uwwNIncomingCalculated | uwwNIncomingEstimated | uwwNIncomingMeasured | N % removal | N removal | N effluent (mg/L) | N effluent quality | uwwPDischargeCalculated | uwwPDischargeEstimated | uwwPDischargeMeasured | uwwPIncomingCalculated | uwwPIncomingEstimated | uwwPIncomingMeasured | P % removal | P removal | P effluent (mg/L) | Effluent P quality | uwwNTotPerf | uwwOtherPerf | uwwPTotPerf | uwwRemarks | uwwSpecification | uwwState | uwwTSSPerf | uwwUWWTPSID | uwwInspireIDFacility | aggCode | repCode_perfData | ReportNetEnvelopeFileId_perfData | dcpBeginLife | dcpCode | dcpCOMAccept | dcpDischargePointsID | dcpEndLife | dcpGeometry | dcpGroundWater | dcpGroundWaterReferenceDate | dcpIrrigation | Latitude | Longitude | dcpMSProvide | dcpName | dcpNotAffect | dcpNuts | dcpReceivingWater | dcpReceivingWaterReferenceDate | dcpRemarks | dcpState | dcpSurfaceWaters | dcpTypeOfReceivingArea | dcpWaterbodyID | dcpWaterBodyReferenceDate | dcpWaterBodyType | dcpWFDRBD | dcpWFDRBDReferenceDate | dcpWFDSubUnit | dcpWFDSubUnitReferenceDate | rcaCode | repCode_dischargeData | rptMStateKey_dischargeData | ReportNetEnvelopeFileId_dischargeData | Var34
PT | PT170 | PT12058222 | Guia | 920000 | high | 62780000 | FALSE | FALSE | TRUE | FALSE | FALSE | TRUE | TRUE | TRUE | FALSE | TRUE | TRUE | FALSE | FALSE | FALSE | 20050101 | P | 4764.9 | 75.8984 |  |  | 18359.5 |  |  | 74.0467 | FALSE | 11878.7799 | 189.2128 | [5 empty] | #DIV/0! | NR | ISCON |  |  |  |  | 38695859 | -9447541 |  | 920000 | 1 | high |  | FALSE | 3165.0766 | [5 empty] | #DIV/0! |  | 50.4154 |  | 132.2389 | [5 empty] | #DIV/0! |  | 2.1064 |  | NR | P | NR | Since 2011 is operational the treatment required by the Decision 2001/720/EC. |  | 1 | P | 22313 |  | PTAGL070 | PT_2022 | 60027 | 20050101 | PT12058223 | FALSE | 22669 | [5 empty] | 38.6726 | -9.4666 | FALSE | PD_Guia | FALSE | PT170 |  |  |  | TRUE | TRUE | LSA | PT05COST11A |  | CW | PTRH5A |  | PTRH5A |  | PTLS01A | PT_2022 | PT | 60027
PT | PT16E | PT14033041 | Choupal | 213000 | high | 13140000 | FALSE | FALSE | FALSE | FALSE | FALSE | TRUE | FALSE | FALSE | TRUE | FALSE | FALSE | FALSE | FALSE | FALSE | 20050101 | P | 190.76 | 14.5178 | [5 empty] | #DIV/0! | FALSE | 535.449 | 40.7495 | [5 empty] | #DIV/0! | P | ISCON |  |  |  |  | 4022485 | -845064 |  | 146300 | 0.68685 | medium |  | FALSE | 371.2583 | [5 empty] | #DIV/0! |  | 28.2541 |  | 6.3823 | [5 empty] | #DIV/0! |  | 0.48572 |  | NR | NR | NR |  |  | 1 | NR | 22289 |  | PTAGL048 | PT_2022 | 60027 | 20050101 | PT6033672 | FALSE | 22645 | [5 empty] | 40.2204 | -8.4531 | FALSE | PD_Choupal | FALSE | PT16E |  |  |  | TRUE | TRUE | NA | PT04MON0675 |  | FW | PTRH4A |  | PTRH4A |  |  | PT_2022 | PT | 60027
PT | PT11A | PT18011612 | Freixo | 170000 | high | 13103500 | FALSE | FALSE | TRUE | FALSE | FALSE | TRUE | TRUE | FALSE | TRUE | TRUE | TRUE | FALSE | FALSE | FALSE | 20050101 | P | 50.78 | 3.8752 |  |  | 4051.5 |  |  | 98.7467 | FALSE | 283.0824 | 21.6036 |  |  | 8201.55 |  |  | 96.5484 | P | ISCON |  |  |  |  | 4114795 | -857909 |  | 170000 | 1 | high |  | TRUE | 153.4847 |  |  | 930.75 |  |  | 83.5096 |  | 11.7133 |  | 56.3543 |  |  | 182.5 |  |  | 69.1209 |  | 4.3007 |  | NR | NR | NR |  |  | 1 | NR | 22354 |  | PTAGL111 | PT_2022 | 60027 | 20050101 | PT6084671 | FALSE | 23149 | 20201231 |  |  |  |  | 41.1488 | -8.5769 | FALSE | PD_Freixo | FALSE | PT11A |  |  | The discharge points of TP Freixo (PT18011612) and TP Rio Tinto (PT18087045) were deactivated and the rejection of the two TPs was relocated to another water body, through the construction of an interceptor connecting the two treated effluents. The discharge point is the same for the two agglomerations PTAGL111 and PTAGL115. | FALSE | TRUE | NA | PT03DOU0367 |  | FW | PTRH3 |  | PTRH3 |  |  | PT_2022 | PT | 60027
PT | PT11A | PT18017219 | Sobreiras | 200000 | high | 16790000 | FALSE | FALSE | TRUE | FALSE | FALSE | TRUE | FALSE | FALSE | TRUE | TRUE | TRUE | FALSE | FALSE | FALSE | 20050101 | P | 114.21 | 6.8025 |  |  | 5188.11 |  |  | 97.7985 | FALSE | 580.3163 | 34.5632 |  |  | 10510.54 |  |  | 94.4787 | P | ISCON |  |  |  |  | 4114798 | -865799 |  | 200000 | 1 | high |  | FALSE | 234.927 |  |  | 1192.09 |  |  | 80.2928 |  | 13.9921 |  | 11.268 |  |  | 235.06 |  |  | 95.2063 |  | 0.67111 |  | NR | NR | NR |  |  | 1 | NR | 22355 |  | PTAGL111 | PT_2022 | 60027 | 20050101 | PT6002485 | FALSE | 22726 | [5 empty] | 41.146 | -8.6582 | FALSE | PD_Sobreiras | FALSE | PT11A |  |  |  | TRUE | TRUE | NA | PT03DOU0366 |  | ES | PTRH3 |  | PTRH3 |  |  | PT_2022 | PT | 60027
PT | PT170 | PT18042219 | Quinta da Bomba | 198290 | high | 6260028 | FALSE | FALSE | TRUE | FALSE | FALSE | TRUE | TRUE | TRUE | TRUE | TRUE | TRUE | FALSE | FALSE | FALSE | 20050101 | P | 132.49 | 21.1644 |  |  | 2724.731 |  |  | 95.1375 | FALSE | 556.9176 | 88.9641 |  |  | 5578.741 |  |  | 90.0171 | P | ISCON |  |  |  |  | 38647233 | -9141803 |  | 142900 | 0.72066 | medium |  | FALSE | 440.155 |  |  | 717.492 |  |  | 38.6537 |  | 70.312 | [7 empty] | #DIV/0! |  |  |  | NR | NR | NR |  |  | 1 | NR | 22261 |  | PTAGL015 | PT_2022 | 60027 | 20050101 | PT7034223 | FALSE | 22688 | [5 empty] | 38.6478 | -9.1406 | FALSE | PD_Quinta da Bomba | FALSE | PT170 |  |  |  | TRUE | TRUE | CSA | PT05TEJ1139A |  | ES | PTRH5A |  | PTRH5A |  | PTCM15A | PT_2022 | PT | 60027
PT | PT112 | PT18063056 | Frossos | 230000 | high | 8400000 | FALSE | TRUE | TRUE | FALSE | FALSE | TRUE | TRUE | FALSE | TRUE | TRUE | TRUE | FALSE | FALSE | FALSE | 20050101 | P | 86.69 | 10.32 |  |  | 3680.04 |  |  | 97.6444 | FALSE | 535.0159 | 63.6924 |  |  | 7360.08 |  |  | 92.7308 | P | ISCON |  |  |  |  | 41566616 | -8445776 |  | 158500 | 0.68913 | medium |  | TRUE | 148.4777 |  |  | 551.88 |  |  | 73.096 |  | 17.6759 |  | 20.0673 |  |  | 67.2 |  |  | 70.138 |  | 2.389 |  | NR | NR | NR |  | NH4 Removal | 1 | NR | 22342 |  | PTAGL097 | PT_2022 | 60027 | 20050101 | PT2000786 | FALSE | 22713 | [5 empty] | 41.5676 | -8.4468 | FALSE | PD_Frossos | FALSE | PT112 |  |  |  | TRUE | TRUE | CSA | PT02CAV0093 |  | FW | PTRH2 |  | PTRH2 |  | PTCM01 | PT_2022 | PT | 60027
PT | PT11A | PT18075149 | Rabada | 252000 | high | 8935565 | TRUE | TRUE | TRUE | FALSE | TRUE | TRUE | TRUE | TRUE | TRUE | FALSE | FALSE | FALSE | FALSE | FALSE | 20050101 | P | 76.75 | 8.5891 | [5 empty] | #DIV/0! | FALSE | 583.8329 | 65.3381 | [5 empty] | #DIV/0! | P | ISCON |  |  |  |  | 4134951 | -846193 |  | 252000 | 1 | high |  | FALSE | 69.303 | [5 empty] | #DIV/0! |  | 7.7559 |  | 16.575 | [5 empty] | #DIV/0! |  | 1.8549 |  | NR | NR | NR |  | Color removal | 1 | NR | 22360 |  | PTAGL116 | PT_2022 | 60027 | 20050101 | PT18075727 | FALSE | 22731 | [5 empty] | 41.3499 | -8.4632 | FALSE | PD_Rabada | FALSE | PT11A |  |  |  | TRUE | TRUE | NA | PT02AVE0130 |  | FW | PTRH2 |  | PTRH2 |  |  | PT_2022 | PT | 60027
PT | PT119 | PT18075792 | Agra I e II | 357740 | high | 20440000 | FALSE | TRUE | TRUE | FALSE | FALSE | TRUE | FALSE | FALSE | TRUE | FALSE | FALSE | FALSE | FALSE | FALSE | 20050101 | P | 120.27 | 5.884 | [5 empty] | #DIV/0! | FALSE | 884.8915 | 43.2921 | [5 empty] | #DIV/0! | P | ISCON |  |  |  |  | 4135147 | -860272 |  | 280000 | 0.78269 | medium |  | FALSE | 271.428 | [5 empty] | #DIV/0! |  | 13.2793 |  | 49.647 | [5 empty] | #DIV/0! |  | 2.4289 |  | NR | NR | NR |  | Color removal | 1 | NR | 22539 |  | PTAGL306 | PT_2022 | 60027 | 20050101 | PT18075899 | FALSE | 22910 | [5 empty] | 41.3462 | -8.6015 | FALSE | PD_Agra I e Agra II | FALSE | PT119 |  |  |  | TRUE | TRUE | NA | PT02AVE0130 |  | FW | PTRH2 |  | PTRH2 |  |  | PT_2022 | PT | 60027
PT | PT16D | PT18085482 | SIMRIA - Sul (Ilhavo) | 159700 | high | 6529120 | FALSE | FALSE | FALSE | FALSE | FALSE | TRUE | FALSE | FALSE | TRUE | FALSE | FALSE | FALSE | FALSE | FALSE | 20050101 | P | 167.1 | 25.593 |  |  | 2611.648 |  |  | 93.6017 | FALSE | 680.4 | 104.2101 |  |  | 6529.12 |  |  | 89.579 | P | ISCON |  |  |  |  | 40604596 | -8709742 |  | 155100 | 0.9712 | high |  | FALSE | 427.4408 | [5 empty] | #DIV/0! |  | 65.4668 |  | 64.7508 | [5 empty] | #DIV/0! |  | 9.9172 |  | NR | NR | NR |  |  | 1 | NR | 22293 |  | PTAGL049 | PT_2022 | 60027 | 20050101 | PT18085541A | FALSE | 22649 | [5 empty] | 40.6831 | -8.7798 | FALSE | PD_Emissario SIMRIA (S. Jacinto) | FALSE | PT16D |  |  |  | TRUE | TRUE | NA | PT04COST5 |  | CW | PTRH4A |  | PTRH4A |  |  | PT_2022 | PT | 60027
PT | PT16D | PT18085526 | SIMRIA - Norte (Cacia) | 272000 | high | 11581450 | FALSE | FALSE | FALSE | FALSE | FALSE | TRUE | FALSE | FALSE | TRUE | FALSE | FALSE | FALSE | FALSE | FALSE | 20050101 | P | 680 | 58.7146 |  |  | 4482.0211 |  |  | 84.8283 | FALSE | 886.5 | 76.5448 |  |  | 18715.6232 |  |  | 95.2633 | P | ISCON |  |  |  |  | 40689936 | -8594896 |  | 179400 | 0.65956 | medium |  | FALSE | 475.0423 | [5 empty] | #DIV/0! |  | 41.0175 |  | 43.1508 | [5 empty] | #DIV/0! |  | 3.7259 |  | NR | NR | NR |  |  | 1 | NR | 22292 |  | PTAGL049 | PT_2022 | 60027 | 20050101 | PT18085541 | FALSE | 22648 | [5 empty] | 40.6831 | -8.7798 | FALSE | PD_Emissario SIMRIA (S. Jacinto) | FALSE | PT16D |  |  |  | TRUE | TRUE | NA | PT04COST5 |  | CW | PTRH4A |  | PTRH4A |  |  | PT_2022 | PT | 60027
PT | PT11A | PT18361583 | Gaia Litoral | 300000 | high |  | FALSE | FALSE | FALSE | FALSE | FALSE | TRUE | FALSE | FALSE | TRUE | FALSE | FALSE | FALSE | FALSE | FALSE | 20050101 | P | 83.81 | #DIV/0! | [5 empty] | #DIV/0! | FALSE | 601.7237 | #DIV/0! | [5 empty] | #DIV/0! | P | ISCON |  |  |  |  | 41111922 | -8654223 |  | 300000 | 1 | high |  | FALSE | 372.3592 | [5 empty] | #DIV/0! |  | #DIV/0! |  | 22.3616 | [5 empty] | #DIV/0! |  | #DIV/0! |  | NR | NR | NR |  |  | 1 | NR | 22361 |  | PTAGL117 | PT_2022 | 60027 | 20050101 | PT6002547 | FALSE | 22732 | [5 empty] | 41.1117 | -8.6889 | FALSE | PD_Gaia Litoral | FALSE | PT11A |  |  |  | TRUE | TRUE | NA | PT03COST3 |  | CW | PTRH3 |  | PTRH3 |  |  | PT_2022 | PT | 60027
PT | PT181 | PT20501079 | Rib. de Moinhos | 360000 | high |  | FALSE | FALSE | FALSE | FALSE | FALSE | TRUE | FALSE | FALSE | TRUE | FALSE | FALSE | FALSE | TRUE | FALSE | 20050101 | F | 564.86 | #DIV/0! | [5 empty] | #DIV/0! | FALSE | 1815.5681 | #DIV/0! | [5 empty] | #DIV/0! | F | ISCON |  |  |  |  | 379843582141 | -88498108147 |  | 105000 | 0.29167 | low |  | FALSE | 568.7833 | [5 empty] | #DIV/0! |  | #DIV/0! |  | 32.3761 | [5 empty] | #DIV/0! |  | #DIV/0! |  | NR | NR | NR | TP will be rehabilitated |  | 1 | NR | 22617 |  | PTAGL393 | PT_2022 | 60027 | 20050101 | PT20507013 | FALSE | 22988 | [5 empty] | 37.9961 | -8.8833 | FALSE | PD_Rib. de Moinhos | FALSE | PT181 |  |  |  | TRUE | TRUE | NA | PT06COST12 |  | CW | PTRH6 |  | PTRH6 |  |  | PT_2022 | PT | 60027
PT | PT16F | PT20730368 | ETAR Norte (Coimbrao) | 156701 | high |  | FALSE | FALSE | TRUE | FALSE | FALSE | TRUE | FALSE | FALSE | TRUE | TRUE | TRUE | FALSE | FALSE | FALSE | 20050101 | P | 55.46 | #DIV/0! | [5 empty] | #DIV/0! | FALSE | 529.7511 | #DIV/0! | [5 empty] | #DIV/0! | P | ISCON |  |  |  |  | 39893745 | -8911486 |  | 125100 | 0.79834 | medium |  | FALSE | 222.7767 | [5 empty] | #DIV/0! |  | #DIV/0! |  | 47.4115 | [5 empty] | #DIV/0! |  | #DIV/0! |  | NR | NR | NR |  |  | 1 | NR | 22298 |  | PTAGL054 | PT_2022 | 60027 | 20050101 | PT22421653 | FALSE | 22654 | [5 empty] | 39.8846 | -8.9179 | FALSE | PD_Norte | FALSE | PT16F |  |  |  | TRUE | TRUE | NA | PT04LIS0704 |  | ES | PTRH4A |  | PTRH4A |  |  | PT_2022 | PT | 60027
PT | PT11A | PT5000519 | Matosinhos | 490890 | high |  | FALSE | FALSE | FALSE | FALSE | FALSE | TRUE | FALSE | FALSE | TRUE | FALSE | FALSE | FALSE | FALSE | FALSE | 20050101 | P | 62.85 | #DIV/0! | [5 empty] | #DIV/0! | FALSE | 600.7659 | #DIV/0! | [5 empty] | #DIV/0! | P | ISCON |  |  |  |  | 412133 | -8714281 |  | 306000 | 0.62336 | medium |  | FALSE | 414.88 | [5 empty] | #DIV/0! |  | #DIV/0! |  | 16.712 | [5 empty] | #DIV/0! |  | #DIV/0! |  | NR | NR | NR |  |  | 1 | NR | 22349 |  | PTAGL105 | PT_2022 | 60027 | 20050101 | PT5000521 | FALSE | 22720 | [5 empty] | 41.2129 | -8.7301 | FALSE | PD_Matosinhos | FALSE | PT11A |  |  |  | TRUE | TRUE | NA | PT02COST2 |  | CW | PTRH2 |  | PTRH2 |  |  | PT_2022 | PT | 60027
PT | PT11A | PT5031952 | Parada | 160000 | high |  | FALSE | FALSE | FALSE | FALSE | FALSE | TRUE | FALSE | FALSE | TRUE | FALSE | FALSE | FALSE | FALSE | FALSE | 20050101 | P | 110.94 | #DIV/0! | [5 empty] | #DIV/0! | FALSE | 607.0035 | #DIV/0! | [5 empty] | #DIV/0! | P | ISCON |  |  |  |  | 41204726 | -8594636 |  | 110000 | 0.6875 | medium |  | FALSE | 353.0842 | [5 empty] | #DIV/0! |  | #DIV/0! |  | 22.8718 | [5 empty] | #DIV/0! |  | #DIV/0! |  | NR | NR | NR |  |  | 1 | NR | 22351 |  | PTAGL107 | PT_2022 | 60027 | 20050101 | PT5033254 | FALSE | 22722 | [5 empty] | 41.205 | -8.5958 | FALSE | PD_Parada | FALSE | PT11A |  |  |  | TRUE | TRUE | NA | PT02LEC0138 |  | FW | PTRH2 |  | PTRH2 |  |  | PT_2022 | PT | 60027
PT | PT11A | PT6031950 | Espinho | 194232 | high |  | FALSE | FALSE | FALSE | FALSE | FALSE | TRUE | FALSE | FALSE | TRUE | FALSE | FALSE | FALSE | FALSE | FALSE | 20050101 | P | 134.18 | #DIV/0! | [5 empty] | #DIV/0! | FALSE | 388.9793 | #DIV/0! | [5 empty] | #DIV/0! | P | ISCON |  |  |  |  | 4097466 | -864795 |  | 87000 | 0.44792 | low |  | FALSE | 149.5641 | [5 empty] | #DIV/0! |  | #DIV/0! |  | 6.1684 | [5 empty] | #DIV/0! |  | #DIV/0! |  | NR | NR | NR |  |  | 1 | NR | 22295 |  | PTAGL051 | PT_2022 | 60027 | 20050101 | PT18732120 | FALSE | 22651 | [5 empty] | 40.9747 | -8.6728 | FALSE | PD_Espinho | FALSE | PT11A |  |  |  | TRUE | TRUE | NA | PT03COST3 |  | CW | PTRH3 |  | PTRH3 |  |  | PT_2022 | PT | 60027
PT | PT16I | PT7032766 | Alcanena | 400000 | high |  | FALSE | FALSE | FALSE | FALSE | FALSE | TRUE | FALSE | FALSE | TRUE | FALSE | FALSE | FALSE | FALSE | FALSE | 20050101 | P | 35.93 | #DIV/0! | [5 empty] | #DIV/0! | FALSE | 428.237 | #DIV/0! | [5 empty] | #DIV/0! | P | ISCON |  |  |  |  | 39448121 | -8668639 |  | 400000 | 1 | high |  | FALSE | 121.9885 | [5 empty] | #DIV/0! |  | #DIV/0! |  | 4.7639 | [5 empty] | #DIV/0! |  | #DIV/0! |  | NR | NR | NR |  |  | 1 | NR | 22303 |  | PTAGL060 | PT_2022 | 60027 | 20050101 | PT7034187 | FALSE | 22659 | [5 empty] | 39.4476 | -8.6691 | FALSE | PD_Alcanena | FALSE | PT16I |  |  |  | TRUE | TRUE | CSA | PT05TEJ0970 |  | FW | PTRH5A |  | PTRH5A |  | PTCM12A | PT_2022 | PT | 60027
PT | PT170 | PT7032797 | Alcantara | 756000 | high |  | FALSE | FALSE | TRUE | FALSE | FALSE | TRUE | FALSE | FALSE | TRUE | TRUE | TRUE | FALSE | FALSE | FALSE | 20050101 | P | 498.83 | #DIV/0! | [5 empty] | #DIV/0! | FALSE | 3131.2504 | #DIV/0! | [5 empty] | #DIV/0! | P | ISCON |  |  |  |  | 38721373 | -9174825 |  | 661500 | 0.875 | medium |  | FALSE | 1663.1518 | [5 empty] | #DIV/0! |  | #DIV/0! |  | 141.3588 | [5 empty] | #DIV/0! |  | #DIV/0! |  | NR | NR | NR |  |  | 1 | NR | 22321 |  | PTAGL075 | PT_2022 | 60027 | 20050101 | PT18725839 | FALSE | 22692 | [5 empty] | 38.6987 | -9.176 | FALSE | PD_Alcantara | FALSE | PT170 |  |  |  | TRUE | TRUE | NA | PT05TEJ1139A |  | ES | PTRH5A |  | PTRH5A |  |  | PT_2022 | PT | 60027
PT | PT170 | PT7032798 | Chelas | 255000 | high |  | TRUE | FALSE | TRUE | FALSE | TRUE | TRUE | TRUE | TRUE | TRUE | TRUE | TRUE | FALSE | FALSE | FALSE | 20050101 | P | 73.86 | #DIV/0! | [5 empty] | #DIV/0! | FALSE | 486.6637 | #DIV/0! | [5 empty] | #DIV/0! | P | ISCON |  |  |  |  | 387325 | -911871 |  | 150000 | 0.58824 | medium |  | FALSE | 270.7216 | [5 empty] | #DIV/0! |  | #DIV/0! |  | 52.5567 | [5 empty] | #DIV/0! |  | #DIV/0! |  | NR | NR | NR |  |  | 1 | NR | 22323 |  | PTAGL075 | PT_2022 | 60027 | 20050101 | PT18725831 | FALSE | 22694 | [5 empty] | 38.7241 | -9.11 | FALSE | PD_Chelas | FALSE | PT170 |  |  |  | TRUE | TRUE | NA | PT05TEJ1139A |  | ES | PTRH5A |  | PTRH5A |  |  | PT_2022 | PT | 60027
PT | PT170 | PT7032852 | Beirolas | 213500 | high |  | TRUE | FALSE | TRUE | FALSE | TRUE | TRUE | TRUE | TRUE | TRUE | TRUE | TRUE | FALSE | FALSE | FALSE | 20050101 | P | 47.7 | #DIV/0! | [5 empty] | #DIV/0! | FALSE | 423.191 | #DIV/0! | [5 empty] | #DIV/0! | P | ISCON |  |  |  |  | 3878782 | -909453 |  | 213500 | 1 | high |  | FALSE | 229.8999 | [5 empty] | #DIV/0! |  | #DIV/0! |  | 54.4812 | [5 empty] | #DIV/0! |  | #DIV/0! |  | NR | NR | NR |  |  | 1 | NR | 22322 |  | PTAGL075 | PT_2022 | 60027 | 20050101 | PT7034267 | FALSE | 22693 | [5 empty] | 38.7879 | -9.0909 | FALSE | PD_Beirolas | FALSE | PT170 |  |  |  | TRUE | TRUE | NA | PT05TEJ1100A |  | ES | PTRH5A |  | PTRH5A |  |  | PT_2022 | PT | 60027
PT | PT170 | PT7032853 | Frielas | 700000 | high |  | FALSE | FALSE | TRUE | FALSE | FALSE | TRUE | FALSE | FALSE | TRUE | TRUE | TRUE | FALSE | FALSE | FALSE | 20050101 | P | 97.48 | #DIV/0! | [5 empty] | #DIV/0! | FALSE | 994.5612 | #DIV/0! | [5 empty] | #DIV/0! | P | ISCON |  |  |  |  | 3882058 | -914977 |  | 320200 | 0.45743 | low |  | FALSE | 970.9583 | [5 empty] | #DIV/0! |  | #DIV/0! |  | 32.2433 | [5 empty] | #DIV/0! |  | #DIV/0! |  | NR | NR | NR |  |  | 1 | NR | 22370 |  | PTAGL131 | PT_2022 | 60027 | 20050101 | PT7034268 | FALSE | 22741 | [5 empty] | 38.8217 | -9.1505 | FALSE | PD_Frielas | FALSE | PT170 |  |  |  | TRUE | TRUE | NA | PT05TEJ1095 |  | FW | PTRH5A |  | PTRH5A |  |  | PT_2022 | PT | 60027
PT | PT170 | PT7032854 | S. Joao da Talha | 170000 | high | 4138005 | FALSE | FALSE | FALSE | FALSE | FALSE | TRUE | FALSE | FALSE | TRUE | FALSE | FALSE | FALSE | FALSE | FALSE | 20050101 | P | 21.22 | 5.127 | [5 empty] | #DIV/0! | FALSE | 202.7122 | 48.9879 | [5 empty] | #DIV/0! | P | ISCON |  |  |  |  | 38816333 | -9090464 |  | 130000 | 0.76471 | medium |  | FALSE | 75.4109 | [5 empty] | #DIV/0! |  | 18.224 |  | 7.1461 | [5 empty] | #DIV/0! |  | 1.7269 |  | NR | NR | NR | UWWTP was under rehabilitation |  | 1 | NR | 22371 |  | PTAGL132 | PT_2022 | 60027 | 20050101 | PT7055521 | FALSE | 22742 | [5 empty] | 38.8154 | -9.0853 | FALSE | PD_S. Joao da Talha | FALSE | PT170 |  |  |  | TRUE | TRUE | NA | PT05TEJ1100A |  | ES | PTRH5A |  | PTRH5A |  |  | PT_2022 | PT | 60027
PT | PT170 | PT7071951 | Mutela | 186970 | high |  | FALSE | FALSE | TRUE | FALSE | FALSE | TRUE | FALSE | FALSE | TRUE | TRUE | TRUE | FALSE | FALSE | FALSE | 20050101 | P | 4.63 | #DIV/0! | [5 empty] | #DIV/0! | FALSE | 34.1952 | #DIV/0! | [5 empty] | #DIV/0! | P | ISCON |  |  |  |  | 3867272 | -915214 |  | 147900 | 0.79104 | medium |  | FALSE | [6 empty] | #DIV/0! |  | #DIV/0! | [7 empty] | #DIV/0! |  | #DIV/0! |  | NR | NR | NR |  |  | 1 | NR | 22305 |  | PTAGL062 | PT_2022 | 60027 | 20050101 | PT18669936 | FALSE | 22661 | [5 empty] | 38.6734 | -9.1493 | FALSE | PD_Mutela | FALSE | PT170 |  |  |  | TRUE | TRUE | A523 | PT05TEJ1139A |  | ES | PTRH5A |  | PTRH5A |  | PTTW15A | PT_2022 | PT | 60027
PT | PT170 | PTAGL016tp01 | Barreiro/Moita | 294650 | high |  | FALSE | FALSE | TRUE | FALSE | FALSE | TRUE | FALSE | FALSE | TRUE | TRUE | TRUE | FALSE | FALSE | FALSE | 20120101 | P | 36.55 | #DIV/0! | [5 empty] | #DIV/0! | FALSE | 613.4038 | #DIV/0! | [5 empty] | #DIV/0! | P | ISCON |  |  |  |  | 386757753109 | -90457023439 |  | 170000 | 0.57696 | medium |  | FALSE | 358.6822 | [5 empty] | #DIV/0! |  | #DIV/0! |  | 27.0155 | [5 empty] | #DIV/0! |  | #DIV/0! |  | NR | P | NR |  |  | 1 | NR | 22262 |  | PTAGL016 | PT_2022 | 60027 | 20120101 | PTAGL016tp01dcp01 | FALSE | 22689 | [5 empty] | 38.6858 | -9.0467 | FALSE | PD_Barreiro/Moita | FALSE | PT170 |  |  |  | TRUE | TRUE | A523 | PT05TEJ1139A |  | ES | PTRH5A |  | PTRH5A |  | PTTW15A | PT_2022 | PT | 60027
PT | PT170 | PTAGL021tp01 | Seixal | 155570 | high |  | FALSE | FALSE | TRUE | FALSE | FALSE | TRUE | FALSE | FALSE | TRUE | TRUE | TRUE | FALSE | FALSE | FALSE | 20120101 | P | 22.43 | #DIV/0! | [5 empty] | #DIV/0! | FALSE | 222.5867 | #DIV/0! | [5 empty] | #DIV/0! | P | ISCON |  |  |  |  | 386327157356 | -9073154992 |  | 113500 | 0.72958 | medium |  | FALSE | 196.4793 | [5 empty] | #DIV/0! |  | #DIV/0! |  | 15.7594 | [5 empty] | #DIV/0! |  | #DIV/0! |  | NR | P | NR |  |  | 1 | NR | 22267 |  | PTAGL021 | PT_2022 | 60027 | 20120101 | PTAGL021tp01dcp011 | FALSE | 22679 | [5 empty] | 38.6335 | -9.0705 | FALSE | PD_Seixal | FALSE | PT170 |  |  |  | TRUE | TRUE | A523 | PT05TEJ1139A |  | ES | PTRH5A |  | PTRH5A |  | PTTW15A | PT_2022 | PT | 60027
PT | PT170 | PTAGL065tp01 | Alverca | 153878 | high |  | FALSE | FALSE | FALSE | FALSE | FALSE | TRUE | FALSE | FALSE | TRUE | FALSE | FALSE | FALSE | FALSE | FALSE | 20120101 | P | 51.89 | #DIV/0! | [5 empty] | #DIV/0! | FALSE | 350.012 | #DIV/0! | [5 empty] | #DIV/0! | P | ISCON |  |  |  |  | 388840939284 | -90383464439 |  | 153400 | 0.99689 | high |  | FALSE | 225.3139 | [5 empty] | #DIV/0! |  | #DIV/0! |  | 15.557 | [5 empty] | #DIV/0! |  | #DIV/0! |  | NR | NR | NR |  |  | 1 | NR | 22308 |  | PTAGL065 | PT_2022 | 60027 | 20120101 | PTAGL065tp01dcp01 | FALSE | 22664 | [5 empty] | 38.8806 | -9.0431 | FALSE | PD_Alverca | FALSE | PT170 |  |  |  | TRUE | TRUE | NA | PT05TEJ1100A |  | ES | PTRH5A |  | PTRH5A |  |  | PT_2022 | PT | 60027
PT | PT119 | PTAGL103tp01 | Serzedelo II | 315548 | high | 7609580 | TRUE | TRUE | TRUE | FALSE | TRUE | TRUE | FALSE | FALSE | TRUE | FALSE | FALSE | FALSE | FALSE | FALSE | 20120101 | P | 60.31 | 7.9255 |  |  | 3235.322 |  |  | 98.1359 | FALSE | 515.8227 | 67.786 |  |  | 7528.565 |  |  | 93.1485 | P | ISCON |  |  |  |  | 41410651 | -8380561 |  | 180500 | 0.57202 | medium |  | FALSE | 61.814 |  |  | 517.075 |  |  | 88.0455 |  | 8.1232 |  | 21.0298 | [5 empty] | #DIV/0! |  | 2.7636 |  | NR | NR | NR |  | Color removal | 1 | NR | 22347 |  | PTAGL103 | PT_2022 | 60027 | 20120101 | PTAGL103tp01dcp01 | FALSE | 22718 | [5 empty] | 41.4119 | -8.3793 | FALSE | PD_Serzedelo II | FALSE | PT119 |  |  |  | TRUE | TRUE | NA | PT02AVE0126 |  | FW | PTRH2 |  | PTRH2 |  |  | PT_2022 | PT | 60027
PT | PT11A | PTAGL112tp01 | Ave | 257560 | high |  | FALSE | FALSE | TRUE | FALSE | FALSE | TRUE | TRUE | FALSE | TRUE | TRUE | TRUE | FALSE | FALSE | FALSE | 20120101 | P | 28.59 | #DIV/0! | [5 empty] | #DIV/0! | FALSE | 262.0631 | #DIV/0! | [5 empty] | #DIV/0! | P | ISCON |  |  |  |  | 41367629 | -8706176 |  | 148000 | 0.57462 | medium |  | TRUE | 261.2069 | [5 empty] | #DIV/0! |  | #DIV/0! |  | 31.7636 | [5 empty] | #DIV/0! |  | #DIV/0! |  | NR | NR | NR |  |  | 1 | NR | 22356 |  | PTAGL112 | PT_2022 | 60027 | 20120101 | PTAGL112pt01dcp01 | FALSE | 22727 | [5 empty] | 41.3686 | -8.7088 | FALSE | PD_Ave | FALSE | PT11A |  |  |  | TRUE | TRUE | NA | PT02AVE0129 |  | ES | PTRH2 |  | PTRH2 |  |  | PT_2022 | PT | 60027
PT | PT119 | PTAGL443tp01 | Lordelo | 286968 | high |  | TRUE | TRUE | TRUE | FALSE | TRUE | TRUE | TRUE | TRUE | TRUE | FALSE | FALSE | FALSE | FALSE | FALSE | 20120101 | P | 39.24 | #DIV/0! | [5 empty] | #DIV/0! | FALSE | 369.9763 | #DIV/0! | [5 empty] | #DIV/0! | P | ISCON |  |  |  |  | 4136767 | -837423 |  | 143400 | 0.49971 | low |  | FALSE | 51.211 | [5 empty] | #DIV/0! |  | #DIV/0! |  | 14.541 | [5 empty] | #DIV/0! |  | #DIV/0! |  | NR | NR | NR |  | Color removal by ozone | 1 | NR | 22666 |  | PTAGL443 | PT_2022 | 60027 | 20120101 | PTAGL443tp01dcp01 | FALSE | 23037 | [5 empty] | 41.3673 | -8.3775 | FALSE | PD_Lordelo Aves | FALSE | PT119 |  |  |  | TRUE | TRUE | NA | PT02AVE0130 |  | FW | PTRH2 |  | PTRH2 |  |  | PT_2022 | PT | 60027
PT | PT187 | PT10032444 | Evora | 78601 | medium | 5007800 | TRUE | FALSE | TRUE | FALSE | TRUE | TRUE | FALSE | FALSE | TRUE | FALSE | FALSE | FALSE | FALSE | FALSE | 20050101 | P | [7 empty] | #DIV/0! | FALSE | [7 empty] | #DIV/0! | P | ISCON |  |  |  |  | 38532266 | -7916183 |  | 63600 | 0.80915 | medium |  | FALSE | [6 empty] | #DIV/0! | [9 empty] | #DIV/0! |  |  |  | P | NR | P |  |  | 1 | NR | 22273 |  | PTAGL032 | PT_2022 | 60027 | 20050101 | PT10033780 | FALSE | 22629 | [5 empty] | 38.5304 | -7.9163 | FALSE | PD_Evora | FALSE | PT187 |  |  |  | TRUE | TRUE | CSA | PT06SAD1229 |  | FW | PTRH6 |  | PTRH6 |  | PTCM21 | PT_2022 | PT | 60027
PT | PT181 | PT10032614 | Alcacer do Sal Norte (Nova ETAR) | 10700 | medium | 949000 | FALSE | FALSE | FALSE | FALSE | FALSE | TRUE | FALSE | FALSE | TRUE | FALSE | FALSE | FALSE | FALSE | FALSE | 20050101 | P |  |  |  |  | 2354.25 |  |  |  | FALSE |  |  |  |  | 4708.5 |  |  |  | P | ISCON |  |  |  |  | 3839731 | -85324 |  | 10700 | 1 | high |  | FALSE |  |  |  | 511 | [9 empty] | 127.75 | [6 empty] | NR | NR | NR |  |  | 1 | NR | 22478 |  | PTAGL243 | PT_2022 | 60027 | 20050101 | PT10033738 | FALSE | 22849 | [5 empty] | 38.3943 | -8.5276 | FALSE | PD_Alcacer do Sal Norte | FALSE | PT181 |  |  |  | TRUE | TRUE | CSA | PT06SAD1219 |  | ES | PTRH6 |  | PTRH6 |  | PTCM18A | PT_2022 | PT | 60027
PT | PT16G | PT17001033 | Bacia Sul de Mangualde | 10000 | medium |  | TRUE | FALSE | TRUE | FALSE | FALSE | TRUE | FALSE | FALSE | TRUE | FALSE | FALSE | FALSE | FALSE | FALSE | 20050101 | F |  | #DIV/0! | [5 empty] | #DIV/0! | FALSE | [7 empty] | #DIV/0! | F | ISCON |  |  |  |  | 405836 | -776156 |  | 5000 | 0.5 |  |  | FALSE | [6 empty] | #DIV/0! |  | #DIV/0! | [7 empty] | #DIV/0! |  | #DIV/0! |  | NR | NR | NR | WWTP was under renovation between September 2021 and March 2024 |  | 1 | NR | 22436 |  | PTAGL204 | PT_2022 | 60027 | 20050101 | PT17001056 | FALSE | 22807 | [5 empty] | 40.5834 | -7.761 | FALSE | PD_Bacia Sul de Mangualde | FALSE | PT16G |  |  |  | TRUE | TRUE | CSA | PT04MON0600 |  | FW | PTRH4A |  | PTRH4A |  | PTCM08 | PT_2022 | PT | 60027
PT | PT112 | PT18066177 | Ruaes | 20000 | medium | 1095000 | FALSE | TRUE | TRUE | FALSE | TRUE | TRUE | TRUE | FALSE | TRUE | TRUE | TRUE | FALSE | FALSE | FALSE | 20070101 | P | [7 empty] | #DIV/0! | FALSE | [7 empty] | #DIV/0! | P | ISCON |  |  |  |  | 4157975 | -848561 |  | 10000 | 0.5 |  |  | TRUE | [6 empty] | #DIV/0! | [9 empty] | #DIV/0! |  |  |  | NR | NR | NR |  | NH4 Removal | 1 | NR | 22656 |  | PTAGL433 | PT_2022 | 60027 | 20070101 | PT20317420 | FALSE | 23027 | [5 empty] | 41.5807 | -8.4872 | FALSE | PD_Ruaes | FALSE | PT112 |  |  |  | TRUE | TRUE | CSA | PT02CAV0095 |  | FW | PTRH2 |  | PTRH2 |  | PTCM01 | PT_2022 | PT | 60027
PT | PT11A | PT18096763 | Rio Ferreira | 35000 | medium |  | FALSE | FALSE | FALSE | FALSE | FALSE | TRUE | FALSE | FALSE | TRUE | FALSE | FALSE | FALSE | FALSE | FALSE | 20050101 | P |  | #DIV/0! | [5 empty] | #DIV/0! | FALSE | [7 empty] | #DIV/0! | P | ISCON |  |  |  |  | 41127548 | -8501215 |  | 16000 | 0.45714 | low |  | FALSE | [6 empty] | #DIV/0! |  | #DIV/0! | [7 empty] | #DIV/0! |  | #DIV/0! |  | NR | NR | NR |  |  | 1 | NR | 22358 |  | PTAGL114 | PT_2022 | 60027 | 20050101 | PT20517394 | FALSE | 22729 | [5 empty] | 41.1271 | -8.5012 | FALSE | PD_Rio Ferreira | FALSE | PT11A |  |  |  | TRUE | TRUE | CSA | PT03DOU0399 |  | FW | PTRH3 |  | PTRH3 |  | PTCM28 | PT_2022 | PT | 60027
PT | PT16J | PT18147113 | Vilar Formoso | 10500 | medium |  | FALSE | FALSE | FALSE | FALSE | FALSE | TRUE | FALSE | FALSE | TRUE | FALSE | FALSE | FALSE | FALSE | FALSE | 20050101 | P |  | #DIV/0! | [5 empty] | #DIV/0! | FALSE | [7 empty] | #DIV/0! | P | ISCON |  |  |  |  | 4061604 | -683053 |  | 9400 | 0.89524 | medium |  | FALSE | [6 empty] | #DIV/0! |  | #DIV/0! | [7 empty] | #DIV/0! |  | #DIV/0! |  | NR | NR | NR |  |  | 1 | NR | 22394 |  | PTAGL160 | PT_2022 | 60027 | 20050101 | PT6001452 | FALSE | 22765 | [5 empty] | 40.6163 | -6.8316 | FALSE | PD_Vilar Formoso | FALSE | PT16J |  |  |  | TRUE | TRUE | CSA | PT03DOU0475N |  | FW | PTRH3 |  | PTRH3 |  | PTCM06A | PT_2022 | PT | 60027
PT | PT16E | PT18265335 | Oliveira do Hospital | 17750 | medium | 958125 | TRUE | FALSE | TRUE | FALSE | TRUE | TRUE | FALSE | FALSE | TRUE | FALSE | FALSE | FALSE | FALSE | FALSE | 20050101 | P | [7 empty] | #DIV/0! | FALSE | [7 empty] | #DIV/0! | P | ISCON |  |  |  |  | 40360211 | -7872559 |  | 17700 | 0.99718 | high |  | FALSE | [6 empty] | #DIV/0! | [9 empty] | #DIV/0! |  |  |  | P | NR | P |  |  | 1 | NR | 22453 |  | PTAGL218 | PT_2022 | 60027 | 20050101 | PT18256191 | FALSE | 22824 | [5 empty] | 40.36 | -7.8746 | FALSE | PD_Oliveira do Hospital | FALSE | PT16E |  |  |  | TRUE | TRUE | CSA | PT04MON0625 |  | FW | PTRH4A |  | PTRH4A |  | PTCM08 | PT_2022 | PT | 60027
PT | PT16I | PT18283643 | Vila Nova da Barquinha | 10793 | medium |  | FALSE | FALSE | FALSE | FALSE | FALSE | TRUE | FALSE | FALSE | TRUE | FALSE | FALSE | FALSE | FALSE | FALSE | 20050101 | P |  | #DIV/0! | [5 empty] | #DIV/0! | FALSE | [7 empty] | #DIV/0! | P | ISCON |  |  |  |  | 39459109 | -845579 |  | 6000 | 0.55592 | medium |  | FALSE | [6 empty] | #DIV/0! |  | #DIV/0! | [7 empty] | #DIV/0! |  | #DIV/0! |  | NR | NR | NR |  |  | 1 | NR | 22641 |  | PTAGL416 | PT_2022 | 60027 | 20050101 | PT18283695 | FALSE | 23012 | [5 empty] | 39.4593 | -8.4574 | FALSE | PD_Vila Nova da Barquinha | FALSE | PT16I |  |  |  | TRUE | TRUE | CSA | PT05TEJ0959 |  | FW | PTRH5A |  | PTRH5A |  | PTCM12A | PT_2022 | PT | 60027
PT | PT185 | PT18330268 | Almeirim/Alpiarca | 29342 | medium |  | FALSE | FALSE | TRUE | FALSE | FALSE | TRUE | TRUE | FALSE | TRUE | TRUE | TRUE | FALSE | FALSE | FALSE | 20050101 | P |  | #DIV/0! | [5 empty] | #DIV/0! | FALSE | [7 empty] | #DIV/0! | P | ISCON |  |  |  |  | 392303 | -85857 |  | 29300 | 0.99857 | high |  | TRUE | [6 empty] | #DIV/0! |  | #DIV/0! | [7 empty] | #DIV/0! |  | #DIV/0! |  | NR | NR | NR |  |  | 1 | NR | 22306 |  | PTAGL063 | PT_2022 | 60027 | 20050101 | PT18330244 | FALSE | 22662 | [5 empty] | 39.2404 | -8.5986 | FALSE | PD_Almeirim/Alpiarca | FALSE | PT185 |  |  |  | TRUE | TRUE | CSA | PT05TEJ0998 |  | FW | PTRH5A |  | PTRH5A |  | PTCM12A | PT_2022 | PT | 60027
PT | PT16I | PT18485884 | Seica | 16694 | medium |  | FALSE | TRUE | TRUE | FALSE | FALSE | TRUE | FALSE | FALSE | TRUE | FALSE | FALSE | FALSE | FALSE | FALSE | 20050101 | P |  | #DIV/0! | [5 empty] | #DIV/0! | FALSE | [7 empty] | #DIV/0! | P | ISCON |  |  |  |  | 396862 | -8456922 |  | 15400 | 0.92249 | high |  | FALSE | [6 empty] | #DIV/0! |  | #DIV/0! | [7 empty] | #DIV/0! |  | #DIV/0! |  | NR | NR | NR |  | NH4 Removal | 1 | NR | 22326 |  | PTAGL079 | PT_2022 | 60027 | 20050101 | PT7054674 | FALSE | 22697 | [5 empty] | 39.6871 | -8.4559 | FALSE | PD_Seica | FALSE | PT16I |  |  |  | TRUE | TRUE | CSA | PT05TEJ0889 |  | FW | PTRH5A |  | PTRH5A |  | PTCM11 | PT_2022 | PT | 60027
PT | PT185 | PT18527906 | Marinhais | 10884 | medium |  | FALSE | FALSE | TRUE | FALSE | FALSE | TRUE | TRUE | FALSE | TRUE | TRUE | TRUE | FALSE | FALSE | FALSE | 20050101 | P |  | #DIV/0! | [5 empty] | #DIV/0! | FALSE | [7 empty] | #DIV/0! | P | ISCON |  |  |  |  | 3906562 | -874383 |  | 7900 | 0.72584 | medium |  | TRUE | [6 empty] | #DIV/0! |  | #DIV/0! | [7 empty] | #DIV/0! |  | #DIV/0! |  | NR | NR | NR |  |  | 1 | NR | 22558 |  | PTAGL328 | PT_2022 | 60027 | 20050101 | PT7050956 | FALSE | 22929 | [5 empty] | 39.072 | -8.7498 | FALSE | PD_Marinhais | FALSE | PT185 |  |  |  | TRUE | TRUE | CSA | PT05TEJ1023 |  | FW | PTRH5A |  | PTRH5A |  | PTCM12A | PT_2022 | PT | 60027
PT | PT16I | PT18550413 | Minde/Mira de Aire | 11994 | medium |  | FALSE | FALSE | FALSE | FALSE | FALSE | TRUE | FALSE | FALSE | TRUE | FALSE | FALSE | FALSE | FALSE | FALSE | 20050101 | P |  | #DIV/0! | [5 empty] | #DIV/0! | FALSE | [7 empty] | #DIV/0! | P | ISCON |  |  |  |  | 39529824 | -8694706 |  | 11000 | 0.91713 | high |  | FALSE | [6 empty] | #DIV/0! |  | #DIV/0! | [7 empty] | #DIV/0! |  | #DIV/0! |  | NR | NR | NR |  |  | 1 | NR | 22563 |  | PTAGL335 | PT_2022 | 60027 | 20050101 | PT18550400 | FALSE | 22934 | [5 empty] | 39.4855 | -8.6645 | FALSE | PD_Minde/Mira de Aire | FALSE | PT16I |  |  |  | TRUE | TRUE | CSA | PT05TEJ0970 |  | FW | PTRH5A |  | PTRH5A |  | PTCM12A | PT_2022 | PT | 60027
PT | PT16E | PT18714039 | S. Pedro | 25000 | medium |  | FALSE | FALSE | TRUE | FALSE | FALSE | TRUE | TRUE | TRUE | TRUE | FALSE | TRUE | FALSE | FALSE | FALSE | 20070101 | P |  | #DIV/0! | [5 empty] | #DIV/0! | TRUE | [7 empty] | #DIV/0! | P | ISCON |  |  |  |  | 40135212 | -8853962 |  | 25000 | 1 | high |  | FALSE | [6 empty] | #DIV/0! |  | #DIV/0! | [7 empty] | #DIV/0! |  | #DIV/0! |  | NR | NR | NR |  |  | 1 | NR | 22661 |  | PTAGL438 | PT_2022 | 60027 | 20070101 | PT18714131 | FALSE | 23032 | [5 empty] | 40.1374 | -8.8537 | FALSE | PD_S. Pedro | FALSE | PT16E |  |  |  | TRUE | TRUE | CSA | PT04MON0682 |  | ES | PTRH4A |  | PTRH4A |  | PTCM10A | PT_2022 | PT | 60027
PT | PT300 | PT19244926 | Camara de Lobos | 46000 | medium | 3139000 | FALSE | FALSE | FALSE | FALSE | FALSE | TRUE | FALSE | FALSE | FALSE | FALSE | FALSE | FALSE | FALSE | FALSE | 20050101 | P | [7 empty] | #DIV/0! | FALSE | [7 empty] | #DIV/0! | NR | ISCON |  |  |  |  | 32647176 | -16975833 |  | 25000 | 0.54348 | medium |  | FALSE | [6 empty] | #DIV/0! | [9 empty] | #DIV/0! |  |  |  | NR | NR | NR |  |  | 1 | P | 22338 |  | PTAGL093 | PT_2022 | 60027 | 20050101 | PT19244912 | FALSE | 22709 | [5 empty] | 32.6387 | -16.9798 | FALSE | PD_Camara de Lobos | FALSE | PT300 |  |  |  | TRUE | TRUE | LSA | PTCOSTMADI2 |  | CW | PTRH10 |  | PTRH10 |  | PTLS08A | PT_2022 | PT | 60027
PT | PT112 | PT2032096 | Palmeira | 32000 | medium | 2394400 | TRUE | FALSE | TRUE | FALSE | TRUE | TRUE | TRUE | FALSE | TRUE | TRUE | TRUE | FALSE | FALSE | FALSE | 20070101 | P |  |  |  |  | 630.72 |  |  |  | FALSE |  |  |  |  | 1401.6 |  |  |  | P | ISCON |  |  |  |  | 4159848 | -844855 |  | 7000 | 0.21875 | low |  | TRUE |  |  |  | 116.8 | [9 empty] | 23.36 | [6 empty] | NR | NR | NR |  |  | 1 | NR | 22655 |  | PTAGL432 | PT_2022 | 60027 | 20070101 | PT2033397 | FALSE | 23026 | [5 empty] | 41.5978 | -8.4487 | FALSE | PD_Palmeira | FALSE | PT112 |  |  |  | TRUE | TRUE | CSA | PT02CAV0095 |  | FW | PTRH2 |  | PTRH2 |  | PTCM01 | PT_2022 | PT | 60027
PT | PT16I | PT20338468 | Santa Cita | 79800 | medium |  | FALSE | TRUE | TRUE | FALSE | FALSE | TRUE | FALSE | FALSE | TRUE | FALSE | FALSE | FALSE | FALSE | FALSE | 20050101 | P |  | #DIV/0! | [5 empty] | #DIV/0! | FALSE | [7 empty] | #DIV/0! | P | ISCON |  |  |  |  | 39550404 | -8397143 |  | 77000 | 0.96491 | high |  | FALSE | [6 empty] | #DIV/0! |  | #DIV/0! | [7 empty] | #DIV/0! |  | #DIV/0! |  | NR | NR | NR |  | NH4 Removal | 1 | NR | 22382 |  | PTAGL146 | PT_2022 | 60027 | 20050101 | PT20338605 | FALSE | 22753 | [5 empty] | 39.5492 | -8.398 | FALSE | PD_Santa Cita | FALSE | PT16I |  |  |  | TRUE | TRUE | CSA | PT05TEJ0923 |  | FW | PTRH5A |  | PTRH5A |  | PTCM11 | PT_2022 | PT | 60027
PT | PT111 | PT20424560 | Ponte de Lima | 20457 | medium |  | FALSE | FALSE | FALSE | FALSE | FALSE | TRUE | FALSE | FALSE | TRUE | FALSE | FALSE | FALSE | FALSE | FALSE | 20050101 | P |  | #DIV/0! | [5 empty] | #DIV/0! | FALSE | [7 empty] | #DIV/0! | P | ISCON |  |  |  |  | 4176153 | -860478 |  | 19800 | 0.96788 | high |  | FALSE | [6 empty] | #DIV/0! |  | #DIV/0! | [7 empty] | #DIV/0! |  | #DIV/0! |  | NR | NR | NR |  |  | 1 | NR | 22353 |  | PTAGL110 | PT_2022 | 60027 | 20050101 | PT20424124 | FALSE | 22724 | [5 empty] | 41.762 | -8.6026 | FALSE | PD_Ponte de Lima | FALSE | PT111 |  |  |  | TRUE | TRUE | CSA | PT01LIM0056 |  | ES | PTRH1 |  | PTRH1 |  | PTCM26 | PT_2022 | PT | 60027
PT | PT11A | PT20441063 | Lever | 30000 | medium | 2555000 | FALSE | FALSE | TRUE | FALSE | FALSE | TRUE | TRUE | FALSE | TRUE | TRUE | TRUE | FALSE | FALSE | FALSE | 20050101 | P | [7 empty] | #DIV/0! | FALSE | [7 empty] | #DIV/0! | P | ISCON |  |  |  |  | 41060393 | -8486297 |  | 25000 | 0.83333 | medium |  | TRUE | [6 empty] | #DIV/0! | [9 empty] | #DIV/0! |  |  |  | NR | NR | NR |  |  | 1 | NR | 22378 |  | PTAGL139 | PT_2022 | 60027 | 20050101 | PT20451381 | FALSE | 22749 | [5 empty] | 41.0604 | -8.4869 | FALSE | PD_Lever | FALSE | PT11A |  |  |  | TRUE | TRUE | CSA | PT03DOU0408 |  | FW | PTRH3 |  | PTRH3 |  | PTCM29 | PT_2022 | PT | 60027
PT | PT11D | PT20470458 | Lamego | 19300 | medium |  | TRUE | FALSE | TRUE | FALSE | TRUE | TRUE | FALSE | FALSE | TRUE | TRUE | TRUE | FALSE | FALSE | FALSE | 20050101 | P |  | #DIV/0! | [5 empty] | #DIV/0! | FALSE | [7 empty] | #DIV/0! | P | ISCON |  |  |  |  | 41097731 | -7799214 |  | 19300 | 1 | high |  | FALSE | [6 empty] | #DIV/0! |  | #DIV/0! | [7 empty] | #DIV/0! |  | #DIV/0! |  | P | NR | P |  |  | 1 | NR | 22270 |  | PTAGL024 | PT_2022 | 60027 | 20050101 | PT20529047 | FALSE | 22626 | [5 empty] | 41.0978 | -7.7983 | FALSE | PD_Lamego | FALSE | PT11D |  |  |  | TRUE | TRUE | CSA | PT03DOU0391 |  | FW | PTRH3 |  | PTRH3 |  | PTCM04 | PT_2022 | PT | 60027
PT | PT16I | PT20657518 | Fatima | 33120 | medium | 745794 | FALSE | TRUE | TRUE | FALSE | FALSE | TRUE | TRUE | FALSE | TRUE | TRUE | TRUE | FALSE | FALSE | FALSE | 20050101 | P | [7 empty] | #DIV/0! | FALSE | [7 empty] | #DIV/0! | P | ISCON |  |  |  |  | 39594 | -860218 |  | 33100 | 0.9994 | high |  | TRUE | [6 empty] | #DIV/0! | [9 empty] | #DIV/0! |  |  |  | NR | NR | NR |  | NH4 Removal | 1 | NR | 22320 |  | PTAGL074 | PT_2022 | 60027 | 20050101 | PT20739041 | FALSE | 22691 | [5 empty] | 39.5944 | -8.602 | FALSE | PD_Fatima | FALSE | PT16I |  |  |  | TRUE | TRUE | CSA | PT05TEJ0923 |  | FW | PTRH5A |  | PTRH5A |  | PTCM11 | PT_2022 | PT | 60027
PT | PT300 | PT20797512 | Funchal | 140000 | medium |  | FALSE | FALSE | FALSE | FALSE | FALSE | TRUE | FALSE | FALSE | FALSE | FALSE | FALSE | FALSE | FALSE | FALSE | 20050101 | F |  | #DIV/0! | [5 empty] | #DIV/0! | FALSE | [7 empty] | #DIV/0! | NR | ISCON |  |  |  |  | 32637252 | -16929226 |  | 100000 | 0.71429 | medium |  | FALSE | 37685973 | [5 empty] | #DIV/0! |  | #DIV/0! |  | 3898549 | [5 empty] | #DIV/0! |  | #DIV/0! |  | NR | NR | NR | TP has only preliminary treatment .The effluent is released into the sea by outfall. TP is under renovation for primary treatment |  | 1 | F | 22339 |  | PTAGL094 | PT_2022 | 60027 | 20050101 | PT20798529 | FALSE | 22710 | [5 empty] | 32.6299 | -16.9261 | FALSE | PD_Funchal | FALSE | PT300 |  |  |  | TRUE | TRUE | LSA | PTCOSTMADI2 |  | CW | PTRH10 |  | PTRH10 |  | PTLS08A | PT_2022 | PT | 60027
PT | PT300 | PT20803373 | Canico | 27000 | medium |  | FALSE | FALSE | FALSE | FALSE | FALSE | TRUE | FALSE | FALSE | FALSE | FALSE | FALSE | FALSE | FALSE | FALSE | 20050101 | F |  | #DIV/0! | [5 empty] | #DIV/0! | FALSE | [7 empty] | #DIV/0! | NR | ISCON |  |  |  |  | 32643253 | -16830944 |  | 27000 | 1 | high |  | FALSE | [6 empty] | #DIV/0! |  | #DIV/0! | [7 empty] | #DIV/0! |  | #DIV/0! |  | NR | NR | NR | TP has only preliminary treatment. The effluent is released into the sea by outfall. |  | 1 | F | 22649 |  | PTAGL425 | PT_2022 | 60027 | 20050101 | PT20803464 | FALSE | 23020 | [5 empty] | 32.6371 | -16.8257 | FALSE | PD_Canico | FALSE | PT300 |  |  |  | TRUE | TRUE | LSA | PTCOSTMADI2 |  | CW | PTRH10 |  | PTRH10 |  | PTLS08A | PT_2022 | PT | 60027
PT | PT170 | PT20916814 | Lagoinha | 30600 | medium |  | FALSE | FALSE | TRUE | FALSE | FALSE | TRUE | FALSE | FALSE | TRUE | TRUE | TRUE | FALSE | FALSE | FALSE | 20050101 | P |  | #DIV/0! | [5 empty] | #DIV/0! | FALSE | [7 empty] | #DIV/0! | P | ISCON |  |  |  |  | 38607022 | -8915608 |  | 20500 | 0.66993 | medium |  | FALSE | [6 empty] | #DIV/0! |  | #DIV/0! | [7 empty] | #DIV/0! |  | #DIV/0! |  | NR | NR | NR |  |  | 1 | NR | 22327 |  | PTAGL080 | PT_2022 | 60027 | 20050101 | PT23053929 | FALSE | 22698 | [5 empty] | 38.6064 | -8.916 | FALSE | PD_Lagoinha (Nova) | FALSE | PT170 |  |  |  | TRUE | TRUE | CSA | PT05TEJ1138 |  | FW | PTRH5A |  | PTRH5A |  | PTCM15A | PT_2022 | PT | 60027
PT | PT11D | PT20956958 | Peso da Regua | 25000 | medium |  | TRUE | FALSE | TRUE | FALSE | TRUE | TRUE | FALSE | FALSE | TRUE | TRUE | TRUE | FALSE | FALSE | FALSE | 20050101 | P |  | #DIV/0! | [5 empty] | #DIV/0! | FALSE | [7 empty] | #DIV/0! | P | ISCON |  |  |  |  | 4114821 | -781624 |  | 21000 | 0.84 | medium |  | FALSE | [6 empty] | #DIV/0! |  | #DIV/0! | [7 empty] | #DIV/0! |  | #DIV/0! |  | P | NR | P |  |  | 1 | NR | 22352 |  | PTAGL109 | PT_2022 | 60027 | 20050101 | PT20973458 | FALSE | 22723 | [5 empty] | 41.1474 | -7.8171 | FALSE | PD_Peso da Regua | FALSE | PT11D |  |  |  | TRUE | TRUE | CSA | PT03DOU0401 |  | FW | PTRH3 |  | PTRH3 |  | PTCM04 | PT_2022 | PT | 60027
PT | PT186 | PT21402998 | Elvas | 19000 | medium | 1361450 | TRUE | FALSE | TRUE | FALSE | TRUE | TRUE | TRUE | FALSE | TRUE | TRUE | TRUE | FALSE | FALSE | TRUE | 20050101 | P |  | 0 | [5 empty] | #DIV/0! | FALSE | [7 empty] | #DIV/0! | P | ISCON |  |  |  |  | 3887671 | -714219 |  | 17000 | 0.89474 | medium |  | TRUE | [6 empty] | #DIV/0! |  | 0 | [7 empty] | #DIV/0! |  | 0 |  | F | NR | P |  |  | 1 | NR | 22254 |  | PTAGL002 | PT_2022 | 60027 | 20050101 | PT8033951 | FALSE | 22681 | [5 empty] | 38.8745 | -7.1302 | FALSE | PD_Elvas | FALSE | PT186 |  |  |  | TRUE | TRUE | CSA | PT07GUA1427 |  | FW | PTRH7 |  | PTRH7 |  | PTCM20A | PT_2022 | PT | 60027
PT | PT186 | PT21404072 | Tolosa | 15000 | medium |  | FALSE | FALSE | FALSE | FALSE | FALSE | TRUE | FALSE | FALSE | TRUE | FALSE | FALSE | FALSE | FALSE | FALSE | 20050101 | P |  | #DIV/0! | [5 empty] | #DIV/0! | FALSE | [7 empty] | #DIV/0! | P | ISCON |  |  |  |  | 394218342415 | -77233321815 |  | 8000 | 0.53333 | medium |  | FALSE | [6 empty] | #DIV/0! |  | #DIV/0! | [7 empty] | #DIV/0! |  | #DIV/0! |  | NR | NR | NR |  |  | 1 | NR | 22622 |  | PTAGL398 | PT_2022 | 60027 | 20050101 | PT7033883 | FALSE | 22993 | [5 empty] | 39.422 | -7.7246 | FALSE | PD_Tolosa | FALSE | PT186 |  |  |  | TRUE | TRUE | CSA | PT05TEJ0961 |  | FW | PTRH5A |  | PTRH5A |  | PTCM32 | PT_2022 | PT | 60027
PT | PT300 | PT21506918 | Machico | 16500 | medium |  | FALSE | FALSE | FALSE | FALSE | FALSE | TRUE | FALSE | FALSE | FALSE | FALSE | FALSE | FALSE | FALSE | FALSE | 20050101 | NR |  | #DIV/0! | [5 empty] | #DIV/0! | FALSE | [7 empty] | #DIV/0! | NR | ISCON |  |  |  |  | 32718736 | -16758963 |  | 9500 | 0.57576 | medium |  | FALSE | [6 empty] | #DIV/0! |  | #DIV/0! | [7 empty] | #DIV/0! |  | #DIV/0! |  | NR | NR | NR | TP has only preliminary treatment . Load < 10.000 discharging into coastal water (appropriate treatment). |  | 1 | NR | 22650 |  | PTAGL426 | PT_2022 | 60027 | 20050101 | PT21583549 | FALSE | 23021 | [5 empty] | 32.7208 | -16.7556 | FALSE | PD_Machico | FALSE | PT300 |  |  |  | TRUE | TRUE | LSA | PTCOSTMADI2 |  | CW | PTRH10 |  | PTRH10 |  | PTLS08A | PT_2022 | PT | 60027
PT | PT150 | PT21516921 | Almargem | 48152 | medium |  | FALSE | FALSE | TRUE | FALSE | FALSE | TRUE | FALSE | FALSE | TRUE | TRUE | TRUE | FALSE | FALSE | FALSE | 20050101 | P |  | #DIV/0! | [5 empty] | #DIV/0! | FALSE | [7 empty] | #DIV/0! | P | ISCON |  |  |  |  | 371400855776 | -76112840127 |  | 48000 | 0.99684 | high |  | FALSE | [6 empty] | #DIV/0! |  | #DIV/0! | [7 empty] | #DIV/0! |  | #DIV/0! |  | NR | NR | NR |  |  | 1 | NR | 22256 |  | PTAGL007 | PT_2022 | 60027 | 20050101 | PT21517427 | FALSE | 22683 | [5 empty] | 37.1382 | -7.6155 | FALSE | PD_Almargem | FALSE | PT150 |  |  |  | TRUE | TRUE | CSA | PT08RF5 |  | ES | PTRH8 |  | PTRH8 |  | PTCM25A | PT_2022 | PT | 60027
PT | PT16J | PT21828981 | Seia | 21156 | medium | 1103030 | TRUE | FALSE | TRUE | FALSE | TRUE | TRUE | FALSE | FALSE | TRUE | TRUE | TRUE | FALSE | FALSE | FALSE | 20050101 | P | [7 empty] | #DIV/0! | FALSE | [7 empty] | #DIV/0! | P | ISCON |  |  |  |  | 40431594 | -7720881 |  | 15500 | 0.73265 | medium |  | FALSE | [6 empty] | #DIV/0! | [9 empty] | #DIV/0! |  |  |  | P | NR | P |  |  | 1 | NR | 22465 |  | PTAGL230 | PT_2022 | 60027 | 20050101 | PT18275378 | FALSE | 22836 | [5 empty] | 40.4327 | -7.7218 | FALSE | PD_Seia | FALSE | PT16J |  |  |  | TRUE | TRUE | CSA | PT04MON0614 |  | FW | PTRH4A |  | PTRH4A |  | PTCM08 | PT_2022 | PT | 60027
PT | PT150 | PT22833765 | Albufeira Poente | 133900 | medium |  | TRUE | FALSE | TRUE | FALSE | TRUE | TRUE | FALSE | FALSE | TRUE | TRUE | TRUE | FALSE | FALSE | FALSE | 20050101 | P | 2872595 | #DIV/0! | [5 empty] | #DIV/0! | FALSE | 13893224 | [6 empty] | #DIV/0! | P | ISCON |  |  |  |  | 371156094724 | -83160865094 |  | 129000 | 0.96341 | high |  | FALSE | 1758066 | [5 empty] | #DIV/0! |  | #DIV/0! |  | 108697 | [5 empty] | #DIV/0! |  | #DIV/0! |  | P | NR | P |  |  | 1 | NR | 22279 |  | PTAGL037 | PT_2022 | 60027 | 20050101 | PT22833775 | FALSE | 22634 | [5 empty] | 37.1156 | -8.3186 | FALSE | PD_Ribeira de Espiche_Albufeira.Poente | FALSE | PT150 |  |  |  | TRUE | TRUE | CSA | PT08RDA1704 |  | FW | PTRH8 |  | PTRH8 |  | PTCM24 | PT_2022 | PT | 60027
PT | PT11A | PT24037674 | Fiaes /S. Jorge | 46000 | medium |  | FALSE | FALSE | FALSE | FALSE | FALSE | TRUE | FALSE | FALSE | TRUE | FALSE | FALSE | FALSE | FALSE | FALSE | 20050101 | P |  | #DIV/0! | [5 empty] | #DIV/0! | FALSE | [7 empty] | #DIV/0! | P | ISCON |  |  |  |  | 4099645 | -851165 |  | 46000 | 1 | high |  | FALSE | [6 empty] | #DIV/0! |  | #DIV/0! | [7 empty] | #DIV/0! |  | #DIV/0! |  | NR | NR | NR |  |  | 1 | NR | 22287 |  | PTAGL046 | PT_2022 | 60027 | 20050101 | PT24037676 | FALSE | 22643 | [5 empty] | 40.9962 | -8.5104 | FALSE | PD_Fiaes | FALSE | PT11A |  |  |  | TRUE | TRUE | CSA | PT03DOU0408 |  | FW | PTRH3 |  | PTRH3 |  | PTCM29 | PT_2022 | PT | 60027
PT | PT111 | PT3001051 | Viana do Castelo - zona industrial | 53300 | medium |  | FALSE | FALSE | TRUE | FALSE | FALSE | TRUE | FALSE | FALSE | TRUE | TRUE | TRUE | FALSE | FALSE | FALSE | 20050101 | P |  | #DIV/0! | [5 empty] | #DIV/0! | FALSE | [7 empty] | #DIV/0! | P | ISCON |  |  |  |  | 41660773 | -8806964 |  | 42000 | 0.78799 | medium |  | FALSE | [6 empty] | #DIV/0! |  | #DIV/0! | [7 empty] | #DIV/0! |  | #DIV/0! |  | NR | NR | NR |  |  | 1 | NR | 22365 |  | PTAGL122 | PT_2022 | 60027 | 20050101 | PT3001053 | FALSE | 22736 | [5 empty] | 41.6622 | -8.8174 | FALSE | PD_Viana do Castelo - zona industrial | FALSE | PT111 |  |  |  | TRUE | TRUE | CSA | PT01LIM0058 |  | FW | PTRH1 |  | PTRH1 |  | PTCM26 | PT_2022 | PT | 60027
PT | PT11C | PT6032423 | Arreigada | 16000 | medium |  | TRUE | FALSE | TRUE | FALSE | FALSE | TRUE | FALSE | FALSE | TRUE | FALSE | FALSE | FALSE | TRUE | FALSE | 20050101 | F |  | #DIV/0! | [5 empty] | #DIV/0! | FALSE | [7 empty] | #DIV/0! | F | ISCON |  |  |  |  | 4124803 | -840057 |  | 14500 | 0.90625 |  |  | FALSE | [6 empty] | #DIV/0! |  | #DIV/0! | [7 empty] | #DIV/0! |  | #DIV/0! |  | NR | NR | NR |  |  | 1 | NR | 22375 |  | PTAGL136 | PT_2022 | 60027 | 20050101 | PT6033726 | FALSE | 22746 | [5 empty] | 41.2478 | -8.4012 | FALSE | PD_Arreigada | FALSE | PT11C |  |  |  | TRUE | TRUE | CSA | PT03DOU0327 |  | FW | PTRH3 |  | PTRH3 |  | PTCM28 | PT_2022 | PT | 60027
PT | PT11D | PT6080598 | Vila Real | 84321 | medium |  | TRUE | FALSE | TRUE | FALSE | TRUE | TRUE | FALSE | FALSE | TRUE | TRUE | TRUE | FALSE | FALSE | FALSE | 20050101 | P |  | #DIV/0! | [5 empty] | #DIV/0! | FALSE | [7 empty] | #DIV/0! | P | ISCON |  |  |  |  | 4129176 | -774979 |  | 84300 | 0.99975 | high |  | FALSE | [6 empty] | #DIV/0! |  | #DIV/0! | [7 empty] | #DIV/0! |  | #DIV/0! |  | F | NR | F |  |  | 1 | NR | 22366 |  | PTAGL123 | PT_2022 | 60027 | 20050101 | PT6080601 | FALSE | 22737 | [5 empty] | 41.2863 | -7.75 | FALSE | PD_Vila Real | FALSE | PT11D |  |  |  | TRUE | TRUE | CSA | PT03DOU0359 |  | FW | PTRH3 |  | PTRH3 |  | PTCM04 | PT_2022 | PT | 60027
PT | PT11C | PT6082276 | Vila Mea | 12771 | medium |  | TRUE | FALSE | TRUE | FALSE | TRUE | TRUE | FALSE | FALSE | TRUE | TRUE | TRUE | FALSE | FALSE | FALSE | 20050101 | P |  | #DIV/0! | [5 empty] | #DIV/0! | FALSE | [7 empty] | #DIV/0! | P | ISCON |  |  |  |  | 41241407 | -817668 |  | 12700 | 0.99444 | high |  | FALSE | [6 empty] | #DIV/0! |  | #DIV/0! | [7 empty] | #DIV/0! |  | #DIV/0! |  | P | NR | P |  |  | 1 | NR | 22640 |  | PTAGL415 | PT_2022 | 60027 | 20050101 | PT6082277 | FALSE | 23011 | [5 empty] | 41.2411 | -8.1765 | FALSE | PD_Vila Mea | FALSE | PT11C |  |  |  | TRUE | TRUE | CSA | PT03DOU0334 |  | FW | PTRH3 |  | PTRH3 |  | PTCM03A | PT_2022 | PT | 60027
PT | PT16J | PT6083470 | S. Miguel | 40000 | medium |  | TRUE | FALSE | TRUE | FALSE | TRUE | TRUE | FALSE | FALSE | TRUE | FALSE | FALSE | FALSE | FALSE | FALSE | 20050101 | P |  | #DIV/0! | [5 empty] | #DIV/0! | FALSE | [7 empty] | #DIV/0! | P | ISCON |  |  |  |  | 40545207 | -7237152 |  | 40000 | 1 | high |  | FALSE | [6 empty] | #DIV/0! |  | #DIV/0! | [7 empty] | #DIV/0! |  | #DIV/0! |  | P | NR | P |  |  | 1 | NR | 22297 |  | PTAGL053 | PT_2022 | 60027 | 20050101 | PT6083471 | FALSE | 22653 | [5 empty] | 40.5429 | -7.236 | FALSE | PD_S. Miguel | FALSE | PT16J |  |  |  | TRUE | TRUE | CSA | PT03DOU0493 |  | FW | PTRH3 |  | PTRH3 |  | PTCM06A | PT_2022 | PT | 60027
PT | PT16F | PT7031862 | Pedrogao Grande | 26686 | medium |  | TRUE | FALSE | TRUE | FALSE | TRUE | TRUE | FALSE | FALSE | TRUE | TRUE | TRUE | FALSE | FALSE | FALSE | 20050101 | P |  | #DIV/0! | [5 empty] | #DIV/0! | FALSE | [7 empty] | #DIV/0! | P | ISCON |  |  |  |  | 39906944 | -8142288 |  | 26400 | 0.98928 | high |  | FALSE | [6 empty] | #DIV/0! |  | #DIV/0! | [7 empty] | #DIV/0! |  | #DIV/0! |  | NR | NR | NR |  |  | 1 | NR | 22299 |  | PTAGL056 | PT_2022 | 60027 | 20050101 | PT7033165 | FALSE | 22655 | [5 empty] | 39.9065 | -8.1421 | FALSE | PD_Pedrogao Grande | FALSE | PT16F |  |  |  | TRUE | TRUE | CSA | PT05TEJ0850A |  | FW | PTRH5A |  | PTRH5A |  | PTCM30 | PT_2022 | PT | 60027
PT | PT186 | PT7032546 | Ponte de Sor | 16081 | medium |  | FALSE | FALSE | FALSE | FALSE | FALSE | TRUE | FALSE | FALSE | TRUE | FALSE | FALSE | FALSE | FALSE | FALSE | 20050101 | P |  | #DIV/0! | [5 empty] | #DIV/0! | FALSE | [7 empty] | #DIV/0! | P | ISCON |  |  |  |  | 3921224 | -803951 |  | 11500 | 0.71513 | medium |  | FALSE | [6 empty] | #DIV/0! |  | #DIV/0! | [7 empty] | #DIV/0! |  | #DIV/0! |  | NR | NR | NR |  |  | 1 | NR | 22590 |  | PTAGL362 | PT_2022 | 60027 | 20050101 | PT7033886 | FALSE | 22961 | [5 empty] | 39.2122 | -8.0392 | FALSE | PD_Ponte de Sor | FALSE | PT186 |  |  |  | TRUE | TRUE | CSA | PT05TEJ0992 |  | FW | PTRH5A |  | PTRH5A |  | PTCM32 | PT_2022 | PT | 60027
PT | PT170 | PT7032800 | Fernao Ferro | 32700 | medium |  | FALSE | FALSE | TRUE | FALSE | FALSE | TRUE | FALSE | FALSE | TRUE | TRUE | TRUE | FALSE | FALSE | FALSE | 20050101 | P |  | #DIV/0! | [5 empty] | #DIV/0! | FALSE | [7 empty] | #DIV/0! | P | ISCON |  |  |  |  | 38595013 | -9108336 |  | 16100 | 0.49235 | low |  | FALSE | [6 empty] | #DIV/0! |  | #DIV/0! | [7 empty] | #DIV/0! |  | #DIV/0! |  | NR | NR | NR |  |  | 1 | NR | 22266 |  | PTAGL020 | PT_2022 | 60027 | 20050101 | PT7034224 | FALSE | 22676 | [5 empty] | 38.595 | -9.108 | FALSE | PD_Fernao Ferro | FALSE | PT170 |  |  |  | TRUE | TRUE | CSA | PT05TEJ1148A |  | FW | PTRH5A |  | PTRH5A |  | PTCM15A | PT_2022 | PT | 60027
PT | PT170 | PT7032804 | Aires | 10000 | medium |  | TRUE | FALSE | TRUE | FALSE | FALSE | TRUE | FALSE | FALSE | TRUE | TRUE | TRUE | FALSE | FALSE | FALSE | 20050101 | P |  | #DIV/0! | [5 empty] | #DIV/0! | FALSE | [7 empty] | #DIV/0! | P | ISCON |  |  |  |  | 3856629 | -8870603 |  | 6700 | 0.67 | medium |  | FALSE | [6 empty] | #DIV/0! |  | #DIV/0! | [7 empty] | #DIV/0! |  | #DIV/0! |  | NR | NR | NR |  |  | 1 | NR | 22476 |  | PTAGL241 | PT_2022 | 60027 | 20050101 | PT7034228 | FALSE | 22847 | [5 empty] | 38.568 | -8.8696 | FALSE | PD_Aires | FALSE | PT170 |  |  |  | TRUE | TRUE | CSA | PT06SAD1198 |  | FW | PTRH6 |  | PTRH6 |  | PTCM17 | PT_2022 | PT | 60027
PT | PT170 | PT7032809 | Pinhal Novo | 24000 | medium | 1003750 | FALSE | FALSE | TRUE | FALSE | FALSE | TRUE | TRUE | TRUE | TRUE | TRUE | TRUE | FALSE | FALSE | FALSE | 20050101 | F |  | 90.9091 | [5 empty] | #DIV/0! | FALSE | 91.25 |  |  |  | 525.235 |  |  | 82.6268 | F | ISCON |  |  |  |  | 38652444 | -8877905 |  | 24000 | 1 | high |  | FALSE | 40.15 |  |  | 79.205 |  |  | 49.3088 |  | 40 |  | 7.0263 |  |  | 63 |  |  | 88.8472 |  | 7 |  | NR | NR | NR | TP will be rehabilitated |  | 1 | NR | 22329 |  | PTAGL082 | PT_2022 | 60027 | 20050101 | PT7034233 | FALSE | 22700 | [5 empty] | 38.6532 | -8.8794 | FALSE | PD_Pinhal Novo | FALSE | PT170 |  |  |  | TRUE | TRUE | CSA | PT05TEJ1138 |  | FW | PTRH5A |  | PTRH5A |  | PTCM15A | PT_2022 | PT | 60027
PT | PT16I | PT7032890 | Torres Novas | 34931 | medium |  | FALSE | FALSE | TRUE | FALSE | TRUE | TRUE | FALSE | FALSE | TRUE | FALSE | FALSE | FALSE | FALSE | FALSE | 20050101 | P |  | #DIV/0! | [5 empty] | #DIV/0! | FALSE | [7 empty] | #DIV/0! | P | ISCON |  |  |  |  | 39457066 | -8531322 |  | 32800 | 0.93899 | high |  | FALSE | [6 empty] | #DIV/0! |  | #DIV/0! | [7 empty] | #DIV/0! |  | #DIV/0! |  | NR | NR | NR |  |  | 1 | NR | 22335 |  | PTAGL090 | PT_2022 | 60027 | 20050101 | PT7034315 | FALSE | 22706 | [5 empty] | 39.4555 | -8.5315 | FALSE | PD_Torres Novas | FALSE | PT16I |  |  |  | TRUE | TRUE | CSA | PT05TEJ0968 |  | FW | PTRH5A |  | PTRH5A |  | PTCM12A | PT_2022 | PT | 60027
PT | PT16I | PT7032891 | Lapas | 10300 | medium |  | FALSE | FALSE | FALSE | FALSE | FALSE | TRUE | FALSE | FALSE | TRUE | FALSE | FALSE | FALSE | FALSE | FALSE | 20050101 | P |  | #DIV/0! | [5 empty] | #DIV/0! | FALSE | [7 empty] | #DIV/0! | P | ISCON |  |  |  |  | 3949087 | -856459 |  | 5500 | 0.53398 | medium |  | FALSE | [6 empty] | #DIV/0! |  | #DIV/0! | [7 empty] | #DIV/0! |  | #DIV/0! |  | NR | NR | NR |  |  | 1 | NR | 22550 |  | PTAGL320 | PT_2022 | 60027 | 20050101 | PT7034316 | FALSE | 22921 | [5 empty] | 39.4923 | -8.5652 | FALSE | PD_Lapas | FALSE | PT16I |  |  |  | TRUE | TRUE | CSA | PT05TEJ0968 |  | FW | PTRH5A |  | PTRH5A |  | PTCM12A | PT_2022 | PT | 60027
PT | PT16B | PT7032915 | Carregado | 20000 | medium |  | FALSE | FALSE | FALSE | FALSE | FALSE | TRUE | FALSE | FALSE | TRUE | FALSE | FALSE | FALSE | FALSE | FALSE | 20050101 | P |  | #DIV/0! | [5 empty] | #DIV/0! | FALSE | [7 empty] | #DIV/0! | P | ISCON |  |  |  |  | 39026023 | -8961225 |  | 11000 | 0.55 | medium |  | FALSE | [6 empty] | #DIV/0! |  | #DIV/0! | [7 empty] | #DIV/0! |  | #DIV/0! |  | NR | NR | NR |  |  | 1 | NR | 22367 |  | PTAGL124 | PT_2022 | 60027 | 20050101 | PT7034328 | FALSE | 22738 | [5 empty] | 39.0266 | -8.9614 | FALSE | PD_Carregado | FALSE | PT16B |  |  |  | TRUE | TRUE | CSA | PT05TEJ1075A1 |  | ES | PTRH5A |  | PTRH5A |  | PTCM15A | PT_2022 | PT | 60027
PT | PT186 | PT7053940 | Portalegre | 48600 | medium |  | TRUE | FALSE | TRUE | FALSE | TRUE | TRUE | FALSE | FALSE | TRUE | FALSE | FALSE | FALSE | FALSE | FALSE | 20050101 | P |  | #DIV/0! | [5 empty] | #DIV/0! | FALSE | [7 empty] | #DIV/0! | P | ISCON |  |  |  |  | 392540322851 | -7460582 |  | 31700 | 0.65226 | medium |  | FALSE | [6 empty] | #DIV/0! |  | #DIV/0! | [7 empty] | #DIV/0! |  | #DIV/0! |  | P | NR | P |  |  | 1 | NR | 22276 |  | PTAGL035 | PT_2022 | 60027 | 20050101 | PT7050574 | FALSE | 22632 | [5 empty] | 39.2544 | -7.461 | FALSE | PD_Portalegre | FALSE | PT186 |  |  |  | TRUE | TRUE | CSA | PT05TEJ0982 |  | FW | PTRH5A |  | PTRH5A |  | PTCM19 | PT_2022 | PT | 60027
PT | PT170 | PT7054638 | Palmela/Auto Europa | 50000 | medium |  | FALSE | FALSE | TRUE | FALSE | FALSE | TRUE | TRUE | FALSE | TRUE | TRUE | TRUE | FALSE | FALSE | FALSE | 20050101 | P |  | #DIV/0! | [5 empty] | #DIV/0! | FALSE | [7 empty] | #DIV/0! | P | ISCON |  |  |  |  | 3859869 | -899354 |  | 21000 | 0.42 | low |  | TRUE | [16 empty] | #DIV/0! |  | #DIV/0! |  | NR | NR | NR |  |  | 1 | NR | 22265 |  | PTAGL019 | PT_2022 | 60027 | 20050101 | PT7054639 | FALSE | 22675 | [5 empty] | 38.5983 | -8.9946 | FALSE | PD_Palmela/Auto Europa | FALSE | PT170 |  |  |  | TRUE | TRUE | CSA | PT05TEJ1144A |  | FW | PTRH5A |  | PTRH5A |  | PTCM15A | PT_2022 | PT | 60027
PT | PT16I | PT7055446 | Riachos | 16137 | medium |  | FALSE | FALSE | TRUE | FALSE | TRUE | TRUE | FALSE | FALSE | TRUE | FALSE | FALSE | FALSE | FALSE | FALSE | 20050101 | P |  | #DIV/0! | [5 empty] | #DIV/0! | FALSE | [7 empty] | #DIV/0! | P | ISCON |  |  |  |  | 39420199 | -8509238 |  | 14500 | 0.89856 | medium |  | FALSE | [16 empty] | #DIV/0! |  | #DIV/0! |  | NR | NR | NR |  |  | 1 | NR | 22602 |  | PTAGL376 | PT_2022 | 60027 | 20050101 | PT7055419 | FALSE | 22973 | [5 empty] | 39.4184 | -8.5197 | FALSE | PD_Riachos | FALSE | PT16I |  |  |  | TRUE | TRUE | CSA | PT05TEJ0968 |  | FW | PTRH5A |  | PTRH5A |  | PTCM12A | PT_2022 | PT | 60027
PT | PT170 | PT720916829 | Seixalinho | 48000 | medium | 5256000 | FALSE | FALSE | TRUE | FALSE | FALSE | TRUE | FALSE | FALSE | TRUE | TRUE | TRUE | FALSE | FALSE | FALSE | 20050101 | P |  | 0 | [5 empty] | #DIV/0! | FALSE | [7 empty] | #DIV/0! | P | ISCON |  |  |  |  | 38703343 | -900023 |  | 42350 | 0.88229 | medium |  | FALSE | [16 empty] | #DIV/0! |  | 0 |  | NR | NR | NR |  |  | 1 | NR | 22263 |  | PTAGL018 | PT_2022 | 60027 | 20050101 | PT18002182 | FALSE | 22690 | [5 empty] | 38.7021 | -9.0024 | FALSE | PD_Seixalinho | FALSE | PT170 |  |  |  | TRUE | TRUE | CSA | PT05TEJ1139A |  | ES | PTRH5A |  | PTRH5A |  | PTCM15A | PT_2022 | PT | 60027
PT | PT150 | PT9032939 | Faro-Noroeste | 44530 | medium |  | FALSE | FALSE | TRUE | FALSE | FALSE | TRUE | FALSE | FALSE | TRUE | TRUE | TRUE | FALSE | FALSE | FALSE | 20050101 | P |  | #DIV/0! | [5 empty] | #DIV/0! | FALSE | [7 empty] | #DIV/0! | P | ISCON |  |  |  |  | 37017696559 | -7958347 |  | 44500 | 0.99933 | high |  | FALSE | [16 empty] | #DIV/0! |  | #DIV/0! |  | NR | NR | NR |  |  | 1 | NR | 22733 |  | PTAGL508 | PT_2022 | 60027 | 20050101 | PT9034352 | FALSE | 23104 | [5 empty] | 37.0168 | -7.9571 | FALSE | PD_Faro-Noroeste | FALSE | PT150 |  |  |  | TRUE | TRUE | CSA | PT08RF2 |  | ES | PTRH8 |  | PTRH8 |  | PTCM25A | PT_2022 | PT | 60027
PT | PT150 | PT9032964 | Quinta do Lago | 27000 | medium | 1765980 | TRUE | FALSE | TRUE | FALSE | TRUE | TRUE | FALSE | FALSE | TRUE | TRUE | TRUE | FALSE | FALSE | FALSE | 20050101 | P | [7 empty] | #DIV/0! | FALSE | [7 empty] | #DIV/0! | P | ISCON |  |  |  |  | 37038237 | -8009039 |  | 27000 | 1 | high |  | FALSE | [6 empty] | 80 | [9 empty] | 50 |  |  |  | NR | NR | NR |  |  | 1 | NR | 22255 |  | PTAGL004 | PT_2022 | 60027 | 20050101 | PT9034378 | FALSE | 22682 | [5 empty] | 37.0379 | -8.0081 | FALSE | PD_Quinta do Lago | FALSE | PT150 |  |  |  | TRUE | TRUE | CSA | PT08RF1 |  | FW | PTRH8 |  | PTRH8 |  | PTCM25A | PT_2022 | PT | 60027
PT | PT187 | PT999726 | Reguengos de Monsaraz | 11050 | medium |  | TRUE | FALSE | TRUE | FALSE | TRUE | TRUE | FALSE | FALSE | TRUE | TRUE | TRUE | FALSE | FALSE | FALSE | 20050101 | P |  | #DIV/0! | [5 empty] | #DIV/0! | FALSE | [8 empty] | P | ISCON |  |  |  |  | 38423669 | -7496272 |  | 8700 | 0.78733 | medium |  | FALSE | [16 empty] | #DIV/0! |  |  |  | NR | NR | NR |  |  | 1 | NR | 22599 |  | PTAGL373 | PT_2022 | 60027 | 20050101 | PT8040701 | FALSE | 22970 | [5 empty] | 38.425 | -7.4966 | FALSE | PD_Reguengos de Monsaraz | FALSE | PT187 |  |  |  | TRUE | TRUE | CSA | PT07GUA1474 |  | FW | PTRH7 |  | PTRH7 |  | PTCM20A | PT_2022 | PT | 60027
PT | PT16G | PTAGL014tp01 | Viseu Sul | 90000 | medium |  | TRUE | FALSE | TRUE | FALSE | TRUE | TRUE | TRUE | FALSE | TRUE | FALSE | FALSE | FALSE | FALSE | FALSE | 20160101 | P |  | #DIV/0! | [5 empty] | #DIV/0! | FALSE | [8 empty] | P | ISCON |  |  |  |  | 40598873 | -7980774 |  | 73900 | 0.82111 | medium |  | TRUE | [16 empty] | #DIV/0! |  |  |  | P | NR | P |  |  | 1 | NR | 22260 |  | PTAGL014 | PT_2022 | 60027 | 20160101 | PTAGL014tp01dcp01 | FALSE | 22687 | [5 empty] | 40.5973 | -7.983 | FALSE | PD_Viseu Sul | FALSE | PT16G |  |  |  | TRUE | TRUE | CSA | PT04MON0590 |  | FW | PTRH4A |  | PTRH4A |  | PTCM08 | PT_2022 | PT | 60027
PT | PT11B | PTAGL023tp01 | Chaves | 57748 | medium |  | TRUE | FALSE | TRUE | FALSE | TRUE | TRUE | FALSE | FALSE | TRUE | TRUE | TRUE | FALSE | FALSE | FALSE | 20120101 | P |  | #DIV/0! | [5 empty] | #DIV/0! | FALSE | [8 empty] | P | ISCON |  |  |  |  | 4171908 | -750058 |  | 57700 | 0.99917 | high |  | FALSE | [16 empty] | #DIV/0! |  |  |  | P | NR | P |  |  | 1 | NR | 22269 |  | PTAGL023 | PT_2022 | 60027 | 20120101 | PTAGL023tp01dcp01 | FALSE | 22625 | [5 empty] | 41.7179 | -7.5006 | FALSE | PD_Chaves | FALSE | PT11B |  |  |  | TRUE | TRUE | CSA | PT03DOU0226NA1 |  | FW | PTRH3 |  | PTRH3 |  | PTCM03A | PT_2022 | PT | 60027
PT | PT16H | PTAGL047tp01 | Castelo Branco | 95565 | medium | 7694930 | TRUE | FALSE | TRUE | FALSE | TRUE | TRUE | FALSE | FALSE | TRUE | FALSE | FALSE | FALSE | FALSE | FALSE | 20140101 | P | [7 empty] | #DIV/0! | FALSE | [8 empty] | P | ISCON |  |  |  |  | 3983111 | -75252 |  | 92500 | 0.96793 | high |  | FALSE | [16 empty] | #DIV/0! |  |  |  | P | NR | P |  |  | 1 | NR | 22288 |  | PTAGL047 | PT_2022 | 60027 | 20140101 | PTAGL047tp01dcp01 | FALSE | 22644 | [5 empty] | 39.8311 | -7.5252 | FALSE | PD_Castelo Branco | FALSE | PT16H |  |  |  | TRUE | TRUE | CSA | PT05TEJ0859 |  | FW | PTRH5A |  | PTRH5A |  | PTCM09A | PT_2022 | PT | 60027
PT | PT16I | PTAGL072tp01 | Entroncamento | 25000 | medium |  | FALSE | FALSE | FALSE | FALSE | FALSE | TRUE | FALSE | FALSE | TRUE | FALSE | FALSE | FALSE | FALSE | FALSE | 20161231 | P |  | #DIV/0! | [5 empty] | #DIV/0! | FALSE | [8 empty] | P | ISCON |  |  |  |  | 39445128 | -8474516 |  | 23400 | 0.936 | high |  | FALSE | [16 empty] | #DIV/0! |  |  |  | NR | NR | NR |  |  | 1 | NR | 22318 |  | PTAGL072 | PT_2022 | 60027 | 20161231 | PTAGL072tp01dcp01 | FALSE | 22677 | [5 empty] | 39.4516 | -8.4642 | FALSE | PD_Entroncamento | FALSE | PT16I |  |  |  | TRUE | TRUE | CSA | PT05TEJ0959 |  | FW | PTRH5A |  | PTRH5A |  | PTCM12A | PT_2022 | PT | 60027
PT | PT11C | PTAGL133tp01 | Ponte da Baia/Tamega | 45130 | medium |  | TRUE | FALSE | TRUE | FALSE | TRUE | TRUE | TRUE | FALSE | TRUE | TRUE | TRUE | FALSE | FALSE | FALSE | 20140101 | P |  | #DIV/0! | [5 empty] | #DIV/0! | FALSE | [8 empty] | P | ISCON |  |  |  |  | 41227442 | -8118975 |  | 22500 | 0.49856 | low |  | TRUE | [16 empty] | #DIV/0! |  |  |  | P | NR | P |  |  | 1 | NR | 22372 |  | PTAGL133 | PT_2022 | 60027 | 20140101 | PTAGL133tp01dcp01 | FALSE | 22743 | [5 empty] | 41.2268 | -8.1198 | FALSE | PD_Ponte da Baia | FALSE | PT11C |  |  |  | TRUE | TRUE | CSA | PT03DOU0393 |  | FW | PTRH3 |  | PTRH3 |  | PTCM03A | PT_2022 | PT | 60027
PT | PT16G | PTAGL215tp01 | Nelas III | 14633 | medium |  | TRUE | FALSE | TRUE | FALSE | TRUE | TRUE | FALSE | FALSE | TRUE | TRUE | TRUE | FALSE | FALSE | FALSE | 20220101 | P |  | #DIV/0! | [5 empty] | #DIV/0! | TRUE | [8 empty] | P | ISCON |  |  |  |  | 40531714 | -7880665 |  | 14600 | 0.99774 | high |  | FALSE | [16 empty] | #DIV/0! |  |  |  | P | NR | F | New TP became operational in April 2021 |  | 1 | NR | 22448 |  | PTAGL215 | PT_2022 | 60027 | 20220101 | PTAGL215tp01dcp01 | FALSE | 22819 | [5 empty] | 40.5293 | -7.8817 | FALSE | PD_Nelas III | FALSE | PT16G |  |  |  | TRUE | TRUE | CSA | PT04MON0605 |  | FW | PTRH4A |  | PTRH4A |  | PTCM08 | PT_2022 | PT | 60027
PT | PT112 | PTAGL451tp01 | Cavado/Homem | 49891 | medium | 2780205 | FALSE | TRUE | TRUE | FALSE | TRUE | TRUE | TRUE | FALSE | TRUE | TRUE | TRUE | FALSE | FALSE | FALSE | 20140101 | P |  | 0 | [5 empty] | #DIV/0! | FALSE | [8 empty] | P | ISCON |  |  |  |  | 4159799 | -8491032 |  | 28500 | 0.57125 | medium |  | TRUE | [20 empty] | NR | NR | NR |  | NH4 Removal | 1 | NR | 22674 |  | PTAGL451 | PT_2022 | 60027 | 20140101 | PTAGL451tp01dcp01 | FALSE | 23045 | [5 empty] | 41.5928 | -8.4939 | FALSE | PD_Cavado_Homem | FALSE | PT112 |  |  |  | TRUE | TRUE | CSA | PT02CAV0095 |  | FW | PTRH2 |  | PTRH2 |  | PTCM01 | PT_2022 | PT | 60027
PT | PT11A | PTAGL484tp01 | Argoncilhe | 17147 | medium |  | FALSE | FALSE | FALSE | FALSE | FALSE | TRUE | FALSE | FALSE | TRUE | FALSE | FALSE | FALSE | FALSE | FALSE | 20140101 | P |  | #DIV/0! | [5 empty] | #DIV/0! | FALSE | [8 empty] | P | ISCON |  |  |  |  | 41025678 | -8523445 |  | 13900 | 0.81064 | medium |  | FALSE | [20 empty] | NR | NR | NR |  |  | 1 | NR | 22708 |  | PTAGL484 | PT_2022 | 60027 | 20140101 | PTAGL484tp01dcp01 | FALSE | 23079 | [5 empty] | 41.0255 | -8.523 | FALSE | PD_Argoncilhe | FALSE | PT11A |  |  |  | TRUE | TRUE | CSA | PT03DOU0408 |  | FW | PTRH3 |  | PTRH3 |  | PTCM29 | PT_2022 | PT | 60027
PT | PT300 | PTAGL497tp01 | Santa Cruz | 13615 | medium |  | FALSE | FALSE | FALSE | FALSE | FALSE | TRUE | FALSE | FALSE | FALSE | FALSE | FALSE | FALSE | FALSE | FALSE | 20160101 | NR |  | #DIV/0! | [5 empty] | #DIV/0! | FALSE | [8 empty] | NR | ISCON |  |  |  |  | 326884416667 | -167866666667 |  | 5500 | 0.40397 | low |  | FALSE | [20 empty] | NR | NR | NR | TP has only preliminary treatment . Load < 10.000 discharging into coastal waters (appropriate treatment). |  | 1 | NR | 22721 |  | PTAGL497 | PT_2022 | 60027 | 20160101 | PTAGL497tp01dcp01 | FALSE | 23092 | [5 empty] | 32.6835 | -16.7858 | FALSE | PD_Santa Cruz | FALSE | PT300 |  |  |  | TRUE | TRUE | LSA | PTCOSTMADI2 |  | CW | PTRH10 |  | PTRH10 |  | PTLS08A | PT_2022 | PT | 60027
PT | PT300 | PTAGL498tp01 | Ribeira Brava | 16500 | medium |  | FALSE | FALSE | FALSE | FALSE | FALSE | TRUE | FALSE | FALSE | FALSE | FALSE | FALSE | FALSE | FALSE | FALSE | 20160101 | NR |  | #DIV/0! | [5 empty] | #DIV/0! | FALSE | [8 empty] | NR | ISCON |  |  |  |  | 32677105 | -17077986 |  | 2500 | 0.15152 | low |  | FALSE | [20 empty] | NR | NR | NR | TP has only preliminary treatment . Load < 10.000 discharging into coastal waters (appropriate treatment). |  | 1 | NR | 22722 |  | PTAGL498 | PT_2022 | 60027 | 20160101 | PTAGL498tp01dcp01 | FALSE | 23093 | [5 empty] | 32.6768 | -17.0789 | FALSE | PD_Ribeira Brava | FALSE | PT300 |  |  |  | TRUE | TRUE | LSA | PTCOSTMADI1 |  | CW | PTRH10 |  | PTRH10 |  | PTLS08A | PT_2022 | PT | 60027
PT | PT16G | PTAGL535tp01 | Poente de Mangualde | 12200 | medium |  | TRUE | FALSE | TRUE | FALSE | TRUE | TRUE | FALSE | FALSE | TRUE | FALSE | FALSE | FALSE | TRUE | TRUE | 20200101 | P |  | #DIV/0! | [5 empty] | #DIV/0! | FALSE | [8 empty] | P | ISCON |  |  |  |  | 40617119 | -7804226 |  | 10700 | 0.87705 | medium |  | FALSE | [20 empty] | F | NR | P | TP will be rehabilitated |  | 1 | NR | 22761 |  | PTAGL535 | PT_2022 | 60027 | 20200101 | PTAGL535tp01dpc01 | FALSE | 23132 | [5 empty] | 40.6169 | -7.8045 | FALSE | PD_Poente de Mangualde | FALSE | PT16G |  |  |  | TRUE | TRUE | CSA | PT04MON0588 |  | FW | PTRH4A |  | PTRH4A |  | PTCM08 | PT_2022 | PT | 60027
PT | PT16J | PT6031771 | Torrao | 10000 | medium |  | TRUE | FALSE | TRUE | FALSE | TRUE | TRUE | FALSE | FALSE | TRUE | FALSE |  | FALSE | FALSE | FALSE | 20050101 | P |  | #DIV/0! | [6 empty] | FALSE | [8 empty] | P | ISCON |  |  |  |  | 40514615 | -727382 |  | 7000 | 0.7 | medium |  | FALSE | [20 empty] | NR | NR | NR |  |  | 1 | NR | 22428 |  | PTAGL197 | PT_2022 | 60027 | 20050101 | PT6033068 | FALSE | 22799 | [5 empty] | 40.5142 | -7.2738 | FALSE | PD_Torrao | FALSE | PT16J |  |  |  | TRUE | TRUE | CSA | PT03DOU0493 |  | FW | PTRH3 |  | PTRH3 |  | PTCM06A | PT_2022 | PT | 60027
PT | PT170 | PT10043594 | Setubal | 123562 | medium |  | TRUE | FALSE | TRUE | FALSE | TRUE | TRUE |  | FALSE | TRUE | FALSE |  | FALSE | FALSE | FALSE | 20050101 | P | 19000838 | #DIV/0! | [6 empty] | TRUE | 362545845 | [7 empty] | P | ISCON |  |  |  |  | 38511468 | -8851007 |  | 102500 | 0.82954 | medium |  | FALSE | 161013854 | [9 empty] | 27820874 | [9 empty] | NR | P | NR |  |  | 1 | NR | 22332 |  | PTAGL085 | PT_2022 | 60027 | 20050101 | PT10043595 | FALSE | 22703 | [5 empty] | 38.5084 | -8.8526 | FALSE | PD_Setubal | FALSE | PT170 |  |  |  | TRUE | TRUE | A523 | PT06SAD1207 |  | ES | PTRH6 |  | PTRH6 |  | PTTW17 | PT_2022 | PT | 60027
PT | PT16E | PT14063809 | Zona Urbana (Vila Verde) | 64094 | medium |  | FALSE | FALSE | TRUE | FALSE | FALSE | TRUE |  | FALSE | TRUE | TRUE |  | FALSE | FALSE | FALSE | 20050101 | P |  | #DIV/0! | [6 empty] | FALSE | [8 empty] | P | ISCON |  |  |  |  | 4014137 | -881411 |  | 51800 | 0.80819 | medium |  | FALSE | [20 empty] | NR | NR | NR |  |  | 1 | NR | 22296 |  | PTAGL052 | PT_2022 | 60027 | 20050101 | PT18714073 | FALSE | 22652 | [5 empty] | 40.1407 | -8.8135 | FALSE | PD_Zona Urbana | FALSE | PT16E |  |  |  | TRUE | TRUE | A523 | PT04MON0681 |  | ES | PTRH4A |  | PTRH4A |  | PTTW10A | PT_2022 | PT | 60027
PT | PT170 | PT20400024 | Vila Franca de Xira | 73221 | medium |  | FALSE | FALSE | FALSE | FALSE | FALSE | TRUE |  | FALSE | TRUE | FALSE |  | FALSE | FALSE | FALSE | 20050101 | P |  | #DIV/0! | [6 empty] | FALSE | [8 empty] | P | ISCON |  |  |  |  | 38965087 | -8975714 |  | 33200 | 0.45342 | low |  | FALSE | [20 empty] | NR | NR | NR |  |  | 1 | NR | 22337 |  | PTAGL092 | PT_2022 | 60027 | 20050101 | PT21477083 | FALSE | 22708 | [5 empty] | 38.9612 | -8.9716 | FALSE | PD_Vila Franca de Xira | FALSE | PT170 |  |  |  | TRUE | TRUE | A523 | PT05TEJ1075A1 |  | ES | PTRH5A |  | PTRH5A |  | PTTW15A | PT_2022 | PT | 60027
PT | PT170 | PT20915460 | Afonsoeiro | 47940 | medium |  | TRUE | FALSE | TRUE | FALSE | TRUE | TRUE |  | FALSE | TRUE | TRUE |  | FALSE | FALSE | FALSE | 20050101 | P |  | #DIV/0! | [6 empty] | FALSE | [8 empty] | P | ISCON |  |  |  |  | 3869614 | -896239 |  | 47900 | 0.99917 | high |  | FALSE | [20 empty] | NR | P | NR |  |  | 1 | NR | 22264 |  | PTAGL018 | PT_2022 | 60027 | 20050101 | PT21474205 | FALSE | 22674 | [5 empty] | 38.6971 | -8.963 | FALSE | PD_Afonseiro | FALSE | PT170 |  |  |  | TRUE | TRUE | A523 | PT05TEJ1139A |  | ES | PTRH5A |  | PTRH5A |  | PTTW15A | PT_2022 | PT | 60027
PT | PT170 | PT20916800 | Alcochete | 27750 | medium |  | FALSE | FALSE | TRUE | FALSE | FALSE | TRUE |  | FALSE | TRUE | TRUE |  | FALSE | FALSE | TRUE | 20050101 | P |  | #DIV/0! | [6 empty] | FALSE | [8 empty] | P | ISCON |  |  |  |  | 38740068 | -8973321 |  | 18000 | 0.64865 | medium |  | FALSE | [20 empty] | NR | F | NR |  |  | 1 | NR | 22381 |  | PTAGL145 | PT_2022 | 60027 | 20050101 | PT21390274 | FALSE | 22752 | [5 empty] | 38.7531 | -8.9794 | FALSE | PD_Alcochete Novo | FALSE | PT170 |  |  |  | TRUE | TRUE | A523 | PT05TEJ1116A |  | ES | PTRH5A |  | PTRH5A |  | PTTW15A | PT_2022 | PT | 60027
PT | PT119 | PT23199983 | Santo Emiliao | 22684 | medium |  | TRUE | FALSE | TRUE | FALSE | TRUE | TRUE |  | FALSE | TRUE | TRUE |  | FALSE | FALSE | FALSE | 20050101 | P |  | #DIV/0! | [6 empty] | FALSE | [8 empty] | P | ISCON |  |  |  |  | 4154031 | -826648 |  | 17000 | 0.74943 | medium |  | FALSE | [20 empty] | NR | NR | NR |  |  | 1 | NR | 22597 |  | PTAGL369 | PT_2022 | 60027 | 20050101 | PT23482473 | FALSE | 22968 | [5 empty] | 41.5355 | -8.2732 | FALSE | PD_Sto. Emiliao | FALSE | PT119 |  |  |  | TRUE | TRUE | A523 | PT02AVE0126 |  | FW | PTRH2 |  | PTRH2 |  | PTRI27 | PT_2022 | PT | 60027
PT | PT11C | PT6083058 | S. Nicolau | 10000 | medium |  | TRUE | FALSE | TRUE | FALSE | FALSE | TRUE |  | FALSE | TRUE | FALSE |  | FALSE | FALSE | FALSE | 20050101 | P |  | #DIV/0! | [6 empty] | FALSE | [8 empty] | P | ISCON |  |  |  |  | 41192134 | -8160333 |  | 9000 | 0.9 | medium |  | FALSE | [20 empty] | NR | NR | NR |  |  | 1 | NR | 22373 |  | PTAGL134 | PT_2022 | 60027 | 20050101 | PT6083059 | FALSE | 22744 | [5 empty] | 41.1934 | -8.1608 | FALSE | PD_S. Nicolau | FALSE | PT11C |  |  |  | TRUE | TRUE | A523 | PT03DOU0393 |  | FW | PTRH3 |  | PTRH3 |  | PTLK03 | PT_2022 | PT | 60027
PT | PT11A | PT6084287 | Campo (Valongo, Campo e Sobrado) | 98278 | medium |  | FALSE | FALSE | FALSE | FALSE | FALSE | TRUE |  | FALSE | TRUE | FALSE |  | FALSE | FALSE | FALSE | 20050101 | P |  | #DIV/0! | [6 empty] | FALSE | [8 empty] | P | ISCON |  |  |  |  | 41178663 | -8474489 |  | 84500 | 0.85981 | medium |  | FALSE | [20 empty] | NR | NR | NR | TP was under remodelation until 2021 |  | 1 | NR | 22363 |  | PTAGL120 | PT_2022 | 60027 | 20050101 | PT6084288 | FALSE | 22734 | [5 empty] | 41.1765 | -8.475 | FALSE | PD_Campo | FALSE | PT11A |  |  |  | TRUE | TRUE | A523 | PT03DOU0399 |  | FW | PTRH3 |  | PTRH3 |  | PTRI28 | PT_2022 | PT | 60027
PT | PT170 | PT7052725 | Cucena | 30600 | medium |  | FALSE | FALSE | TRUE | FALSE | FALSE | TRUE |  | FALSE | TRUE | TRUE |  | FALSE | FALSE | FALSE | 20050101 | P |  | #DIV/0! | [6 empty] | FALSE | [8 empty] | P | ISCON |  |  |  |  | 3860779 | -907021 |  | 8300 | 0.27124 | low |  | FALSE | [20 empty] | NR | NR | NR |  |  | 1 | NR | 22531 |  | PTAGL297 | PT_2022 | 60027 | 20050101 | PT7052726 | FALSE | 22902 | [5 empty] | 38.6162 | -9.0614 | FALSE | PD_Cucena | FALSE | PT170 |  |  |  | TRUE | TRUE | A523 | PT05TEJ1139A |  | ES | PTRH5A |  | PTRH5A |  | PTTW15A | PT_2022 | PT | 60027
PT | PT16I | PT7054673 | Alto Nabao | 17325 | medium |  | FALSE | TRUE | TRUE | FALSE | FALSE | TRUE |  | FALSE | TRUE | FALSE |  | FALSE | FALSE | FALSE | 20050101 | P |  | #DIV/0! | [6 empty] | FALSE | [8 empty] | P | ISCON |  |  |  |  | 396962906044 | -84428242816 |  | 17300 | 0.99856 | high |  | FALSE | [20 empty] | NR | P | NR |  | NH4 Removal | 1 | NR | 22307 |  | PTAGL064 | PT_2022 | 60027 | 20050101 | PT999624 | FALSE | 22663 | [5 empty] | 39.6959 | -8.4425 | FALSE | PD_Alto Nabao | FALSE | PT16I |  |  |  | TRUE | TRUE | A523 | PT05TEJ0898 |  | FW | PTRH5A |  | PTRH5A |  | PTRI11 | PT_2022 | PT | 60027
PT | PT170 | PT7071950 | Portinho da Costa | 140000 | medium |  | FALSE | FALSE | FALSE | FALSE | FALSE | TRUE |  | FALSE | TRUE | FALSE |  | FALSE | FALSE | FALSE | 20050101 | P | 58426056 | #DIV/0! | [6 empty] | FALSE | 193872162 | [7 empty] | P | ISCON |  |  |  |  | 3867436 | -9219907 |  | 87200 | 0.62286 | medium |  | FALSE | [20 empty] | NR | F | NR |  |  | 1 | NR | 22312 |  | PTAGL069 | PT_2022 | 60027 | 20050101 | PT18669942 | FALSE | 22668 | [5 empty] | 38.6776 | -9.221 | FALSE | PD_Portinho da Costa | FALSE | PT170 |  |  |  | TRUE | TRUE | A523 | PT05TEJ1139A |  | ES | PTRH5A |  | PTRH5A |  | PTTW15A | PT_2022 | PT | 60027
PT | PT150 | PT9000511 | Olhao Nascente | 28716 | medium |  | FALSE | FALSE | TRUE | FALSE | FALSE | TRUE |  | FALSE | TRUE | TRUE |  | FALSE | FALSE | FALSE | 20050101 | P |  | #DIV/0! | [6 empty] | FALSE | [8 empty] | P | ISCON |  |  |  |  | 37028452 | -7828378 |  | 21400 | 0.74523 | medium |  | FALSE | [20 empty] | NR | P | NR |  |  | 1 | NR | 22734 |  | PTAGL508 | PT_2022 | 60027 | 20050101 | PT9034359 | FALSE | 23105 | [5 empty] | 37.0278 | -7.8274 | FALSE | PD_Olhao Nascente | FALSE | PT150 |  |  |  | TRUE | TRUE | A523 | PT08RF2 |  | ES | PTRH8 |  | PTRH8 |  | PTTW25 | PT_2022 | PT | 60027
PT | PT150 | PT9033016 | Silves | 15500 | medium |  | FALSE | FALSE | TRUE | FALSE | FALSE | TRUE |  | FALSE | TRUE | FALSE |  | FALSE | FALSE | FALSE | 20050101 | P |  | #DIV/0! | [6 empty] | TRUE | [8 empty] | P | ISCON |  |  |  |  | 37188902 | -8469601 |  | 15500 | 1 | high |  | FALSE | [20 empty] | NR | P | NR |  |  | 1 | NR | 22277 |  | PTAGL043 | PT_2022 | 60027 | 20050101 | PT9034435 | FALSE | 22640 | [5 empty] | 37.1886 | -8.4705 | FALSE | PD_Silves | FALSE | PT150 |  |  |  | TRUE | TRUE | A523 | PT08RDA1687 |  | FW | PTRH8 |  | PTRH8 |  | PTTW23 | PT_2022 | PT | 60027
PT | PT170 | PTAGL022tp01 | Quinta do Conde | 94000 | medium |  | FALSE | FALSE | TRUE | FALSE | FALSE | TRUE |  | FALSE | TRUE | TRUE |  | FALSE | FALSE | FALSE | 20120101 | P |  | #DIV/0! | [6 empty] | FALSE | [8 empty] | P | ISCON |  |  |  |  | 3857028 | -903517 |  | 68300 | 0.7266 | medium |  | FALSE | [20 empty] | NR | P | NR |  |  | 1 | NR | 22268 |  | PTAGL022 | PT_2022 | 60027 | 20120101 | PTAGL022tp01dcp01 | FALSE | 22680 | [5 empty] | 38.6105 | -9.0562 | FALSE | PD_Quinta do Conde | FALSE | PT170 |  |  |  | TRUE | TRUE | A523 | PT05TEJ1139A |  | ES | PTRH5A |  | PTRH5A |  | PTTW15A | PT_2022 | PT | 60027
PT | PT150 | PTAGL042tp01 | Companheira (Nova ETAR) | 140092 | medium |  | TRUE | FALSE | TRUE | FALSE | FALSE | TRUE |  | FALSE | TRUE | TRUE |  | FALSE | FALSE | FALSE | 20180101 | P | 49749278 | #DIV/0! | [6 empty] | FALSE | 26552544 | [7 empty] | P | ISCON |  |  |  |  | 37151075 | -8522412 |  | 140000 | 0.99934 | high |  | FALSE | 78397128 | [9 empty] | 42052197 | [9 empty] | NR | P | NR |  |  | 1 | NR | 22284 |  | PTAGL042 | PT_2022 | 60027 | 20181231 | PTAGL042tp01dcp01 | FALSE | 22639 | [5 empty] | 37.1514 | -8.5211 | FALSE | PD_Companheira (Nova ETAR) | FALSE | PT150 |  |  |  | TRUE | TRUE | A523 | PT08RDA1701 |  | ES | PTRH8 |  | PTRH8 |  | PTTW23 | PT_2022 | PT | 60027
PT | PT150 | PTAGL508tp01 | Faro-Olhao | 113200 | medium |  | TRUE | FALSE | TRUE | FALSE | FALSE | TRUE |  | FALSE | TRUE | TRUE |  | FALSE | FALSE | FALSE | 20180101 | P | 53255628 | #DIV/0! | [6 empty] | FALSE | 353380862 | [7 empty] | P | ISCON |  |  |  |  | 37021411 | -7899257 |  | 113200 | 1 | high |  | TRUE | 11018639 | [9 empty] | 3496453 | [9 empty] | NR | F | NR |  |  | 1 | NR | 22732 |  | PTAGL508 | PT_2022 | 60027 | 20181231 | PTAGL508tp01dcp01 | FALSE | 23103 | [5 empty] | 37.0088 | -7.8973 | FALSE | PD_Faro-Olhao | FALSE | PT150 |  |  |  | TRUE | TRUE | A523 | PT08RF2 |  | ES | PTRH8 |  | PTRH8 |  | PTTW25 | PT_2022 | PT | 60027

## CHAP 4
national load (pe) |  | medium size plants discharging in sensitive areas
17364518 |  | treatment level | load (pe) | number of plants | retrofit required | % of national load
|  | primary | 259615 | 6 | S+N+P installation | 1.4951
medium size retrofit load (pe) |  | secondary | 577796 | 17 | N+P installation | 3.3275
3191041 |  | more stringent without nutrients removal | 816782 | 21 | N+P installation | 4.7037
|  | more stringent with P removal | 120959 | 4 | N installation | 0.69659
high size retrofit load (pe) |  | more stringent with N removal | 299292 | 6 | P installation | 1.7236
8780197 |  | more stringent with nutrients removal | 1116597 | 25 | N+P update | 6.4303
3191041
national retrofit load (pe)
11971238 |  | medium size plants discharging in sensitive areas
|  | retrofit required | load (pe) | number of plants | % of national load
|  | S+N+P installation | 259615 | 6 | 1.4951
|  | N+P installation | 1394578 | 38 | 8.0312
|  | N installation | 120959 | 4 | 0.69659
|  | P installation | 299292 | 6 | 1.7236
|  | N+P update | 1116597 | 25 | 6.4303
big size plants
|  | treatment level | load (pe) | number of plants | retrofit required | % of national load
|  | primary | 920000 | 1 | S+N+P installation | 5.2982
|  | secondary | 3231440 | 12 | N+P installation | 18.6094
|  | more stringent without nutrients removal | 3305741 | 11 | N+P installation | 19.0373
|  | more stringent with P removal | 0 | 0 |  | 0
|  | more stringent with N removal | 0 | 0 |  | 0
|  | more stringent with nutrients removal | 1323016 | 5 | N+P update | 7.6191
8780197
big size plants
|  | retrofit required | load (pe) | number of plants | % of national load
|  | S+N+P installation | 920000 | 1 | 5.2982
|  | N+P installation | 6537181 | 23 | 37.6468
|  | N installation | 0 | 0 | 0
|  | P installation | 0 | 0 | 0
|  | N+P update | 1323016 | 5 | 7.6191
Portuguese wwtps to retrofit families subdivision
|  | Family | retrofit required | load (pe) | number of plants | % of national load
| 1 | big size-primary | S+N+P installation | 920000 | 1 | 5.2982
| 2 | big size-secondary (with Dis/Filt) | N+P installation | 6537181 | 23 | 37.6468
| 3 | big size-nutrients removal | N+P update | 1323016 | 5 | 7.6191
| 4 | mid size-primary | S+N+P installation | 259615 | 6 | 1.4951
| 5 | mid size-secondary (with Dis/Filt) | N+P installation | 1394578 | 38 | 8.0312
| 6 | mid size-P rem | N installation | 120959 | 4 | 0.69659
| 7 | mid size-N rem | P installation | 299292 | 6 | 1.7236
| 8 | mid size-nutrients removal | N+P update | 1116597 | 25 | 6.4303
|  |  |  | 11971238 | 108 | 68.9408

## SOURCES CHAP 5
extra sources 1 | rptMStateKey_perfData | extra sources 2 | extra sources 3 | uwwNUTS | uwwCode | uwwName | uwwCapacity (pe) | Range dimensionale | uwwWasteWaterTreated (m3/year) | Conventional water line steps missing | Water line nutrients removal steps | uwwNRemoval | uwwOther | uwwOtherTreatment | uwwOzonation | uwwPRemoval | uwwPrimaryTreatment | uwwFiltration | uwwSandFiltration | uwwSecondaryTreatment | uwwUV | disinfection (Cl/ozone/UV) | uwwAccidents | uwwBadDesign | uwwBadPerformance | uwwBeginLife | uwwBOD5Perf | uwwBODDischargeCalculated (ton/y) | effluent BOD (mg/L) | uwwBODDischargeEstimated | uwwBODDischargeMeasured | uwwBODIncomingCalculated (ton/y) | uwwBODIncomingEstimated | uwwBODIncomingMeasured | BOD % removal | uwwChlorination | uwwCODDischargeCalculated (ton/y) | effluent COD (mg/L) | uwwCODDischargeEstimated | uwwCODDischargeMeasured | uwwCODIncomingCalculated | uwwCODIncomingEstimated | uwwCODIncomingMeasured | COD % removal | uwwCODPerf | uwwCollectingSystem | uwwDateClosing | uwwEndLife | uwwHistorie | uwwHyperlink | uwwLatitude | uwwLongitude | uwwInformation | uwwLoadEnteringUWWTP (pe) | Capacity use | Range capacity use | uwwMethodWasteWaterTreated | uwwMicroFiltration | uwwNDischargeCalculated | uwwNDischargeEstimated | uwwNDischargeMeasured | uwwNIncomingCalculated | uwwNIncomingEstimated | uwwNIncomingMeasured | N % removal | N removal | N effluent (mg/L) | N effluent quality | uwwPDischargeCalculated | uwwPDischargeEstimated | uwwPDischargeMeasured | uwwPIncomingCalculated | uwwPIncomingEstimated | uwwPIncomingMeasured | P % removal | P removal | P effluent (mg/L) | Energy consumption (kWh/m3) | Chemicals consumption (kg/m3) | Sludge production (kg/m3) | energy produced from biogas (kWh/m3) | Land required (m2/pe) | Effluent P quality | uwwNTotPerf | uwwOtherPerf | uwwPTotPerf | uwwRemarks | uwwSpecification | uwwState | uwwTSSPerf | uwwUWWTPSID | uwwInspireIDFacility | aggCode | repCode_perfData | ReportNetEnvelopeFileId_perfData | dcpBeginLife | dcpCode | dcpCOMAccept | dcpDischargePointsID | dcpEndLife | dcpGeometry | dcpGroundWater | dcpGroundWaterReferenceDate | dcpIrrigation | Latitude | Longitude | dcpMSProvide | dcpName | dcpNotAffect | dcpNuts | dcpReceivingWater | dcpReceivingWaterReferenceDate | dcpRemarks | dcpState | dcpSurfaceWaters | dcpTypeOfReceivingArea | dcpWaterbodyID | dcpWaterBodyReferenceDate | dcpWaterBodyType | dcpWFDRBD | dcpWFDRBDReferenceDate | dcpWFDSubUnit | dcpWFDSubUnitReferenceDate | rcaCode | repCode_dischargeData | rptMStateKey_dischargeData | ReportNetEnvelopeFileId_dischargeData | Var34 | Var35 | Var36 | Var37 | Var38 | Var39 | Var40 | CW | to coastal water | Var43 | Preliminary screening and sieving | Sand grit and grease tanks | Primary coagulation-flocculation separate tanks | Primary sedimentation tanks | Compact primary treatment tanks (Sedipac-Multiflo) | equalization tanks | Storm water storage tanks | Biological reactors | secondary sedimentation tanks | Extra C source dosing for denitriphication step | side stream NH4 removal step on liquors recycled from sludge line back to water line | Intermittent aeration in aerobic tanks (no need of specific anoxic tanks) | Chemicals dosing for P precipitation | recycled sludges fermentation to prepare influent for EBPR | raw influent fermentation to prepare it for EBPR
https://www.bing.com/ck/a?!&&p=51782a04bbc5af9e15cd3921620e98bf9b1e343c9f94dc18f40a7e51d9f427aeJmltdHM9MTc3MDMzNjAwMA&ptn=3&ver=2&hsh=4&fclid=27a8491b-f3e7-64ff-1d32-5d20f29065f3&psq=AN%c3%81LISE+QUALITATIVA+DE+LAMAS+DE+ETAR+E+COMPETITIVIDADE+ECON%c3%93MICA+DOS+PROCESSOS+DE+TRATAMENTO+E+ESCOAMENTO%3a+Caso+da+ETAR+da+Guia+Valeriu+Berco&u=a1aHR0cHM6Ly9yZXBvc2l0b3Jpby51bGlzYm9hLnB0L2JpdHN0cmVhbXMvYTYwZGFkYjAtZmMzOS00YmI5LTgzYTQtY2ZlZWFhY2ZhOGVkL2Rvd25sb2Fk | PT |  |  | PT170 | PT12058222 | Guia | 920000 | high | 62780000 |  | PRIMARY COAG-FLOCC + SEASONAL (A/O) | FALSE | FALSE | TRUE | FALSE | FALSE | TRUE | TRUE | TRUE | FALSE | TRUE | TRUE | FALSE | FALSE | FALSE | 20050101 | P | 4764.902 | 75.8984 |  |  | 18359.5 |  |  | 74.0467 | FALSE | 11878.7799 | 189.2128 | [5 empty] | #DIV/0! | NR | ISCON |  |  |  |  | 38.695859 | -9.447541 |  | 920000 | 1 | high |  | FALSE | 3165.0766 | [5 empty] | #DIV/0! |  | 50.4154 |  | 132.2389 | [5 empty] | #DIV/0! |  | 2.1064 |  |  | 0.21977 |  |  |  | NR | P | NR | Since 2011 is operational the treatment required by the Decision 2001/720/EC. |  | 1 | P | 22313 |  | PTAGL070 | PT_2022 | 60027 | 20050101 | PT12058223 | FALSE | 22669 | [5 empty] | 38.6726 | -9.4666 | FALSE | PD_Guia | FALSE | PT170 |  |  |  | TRUE | TRUE | LSA | PT05COST11A |  | CW | PTRH5A |  | PTRH5A |  | PTLS01A | PT_2022 | PT | 60027 | [10 empty] | TRUE | TRUE | TRUE | TRUE | FALSE | TRUE | FALSE | A/O | TRUE
Comparação da modelação da digestão anaeróbica da ETAR do Choupal através de Redes Neuronais Artificiais e ADM1 | PT |  |  | PT16E | PT14033041 | Choupal | 213000 | high | 13140000 |  | TF | FALSE | FALSE | FALSE | FALSE | FALSE | TRUE | FALSE | FALSE | TRUE | FALSE | FALSE | FALSE | FALSE | FALSE | 20050101 | P | 190.764 | 14.5178 | [5 empty] | #DIV/0! | FALSE | 535.449 | 40.7495 | [5 empty] | #DIV/0! | P | ISCON |  |  |  |  | 40.22485 | -8.45064 |  | 146300 | 0.68685 | medium |  | FALSE | 371.2583 | [5 empty] | #DIV/0! |  | 28.2541 |  | 6.3823 | [5 empty] | #DIV/0! |  | 0.48572 | [6 empty] | NR | NR | NR |  |  | 1 | NR | 22289 |  | PTAGL048 | PT_2022 | 60027 | 20050101 | PT6033672 | FALSE | 22645 | [5 empty] | 40.2204 | -8.4531 | FALSE | PD_Choupal | FALSE | PT16E |  |  |  | TRUE | TRUE | NA | PT04MON0675 |  | FW | PTRH4A |  | PTRH4A |  |  | PT_2022 | PT | 60027 | [10 empty] | TRUE | TRUE | FALSE | TRUE | FALSE | FALSE | FALSE | BIOFILTER | TRUE
Avaliação do efeito da microfauna do tanque de arejamento no efluente final | PT |  |  | PT11A | PT18011612 | Freixo | 170000 | high | 13103500 |  | CAS-A/O LOW CHARGE | FALSE | FALSE | TRUE | FALSE | FALSE | TRUE | TRUE | FALSE | TRUE | TRUE | TRUE | FALSE | FALSE | FALSE | 20050101 | P | 50.7782 | 3.8752 |  |  | 4051.5 |  |  | 98.7467 | FALSE | 283.0824 | 21.6036 |  |  | 8201.55 |  |  | 96.5484 | P | ISCON |  |  |  |  | 41.14795 | -8.57909 |  | 170000 | 1 | high |  | TRUE | 153.4847 |  |  | 930.75 |  |  | 83.5096 |  | 11.7133 |  | 56.3543 |  |  | 182.5 |  |  | 69.1209 |  | 4.3007 |  |  | 1.2813 |  | 0.20588 |  | NR | NR | NR |  |  | 1 | NR | 22354 |  | PTAGL111 | PT_2022 | 60027 | 20050101 | PT6084671 | FALSE | 23149 | 20201231 |  |  |  |  | 41.1488 | -8.5769 | FALSE | PD_Freixo | FALSE | PT11A |  |  | The discharge points of TP Freixo (PT18011612) and TP Rio Tinto (PT18087045) were deactivated and the rejection of the two TPs was relocated to another water body, through the construction of an interceptor connecting the two treated effluents. The discharge point is the same for the two agglomerations PTAGL111 and PTAGL115. | FALSE | TRUE | NA | PT03DOU0367 |  | FW | PTRH3 |  | PTRH3 |  |  | PT_2022 | PT | 60027 | [10 empty] | TRUE | TRUE | FALSE | TRUE | FALSE | FALSE | FALSE | CAS-A/O | TRUE
https://www.bing.com/ck/a?!&&p=07c944b12973545d4c48cb59971fb03e54f96b3bdba38517766355184077527fJmltdHM9MTc3MDI0OTYwMA&ptn=3&ver=2&hsh=4&fclid=27a8491b-f3e7-64ff-1d32-5d20f29065f3&psq=THESIS+ON+ETAR+DE+SOBREIRA&u=a1aHR0cHM6Ly9zaWdhcnJhLnVwLnB0L2ZldXAvcHQvcHViX2dlcmFsLnNob3dfZmlsZT9waV9kb2NfaWQ9NTMxODc | PT | ETAR Sobreiras ¦ Águas e Energia do Porto, EM |  | PT11A | PT18017219 | Sobreiras | 200000 | high | 16790000 |  | SEDIPAC + CAS-A/O (LOW CHARGE) | FALSE | FALSE | TRUE | FALSE | FALSE | TRUE | FALSE | FALSE | TRUE | TRUE | TRUE | FALSE | FALSE | FALSE | 20050101 | P | 114.2146 | 6.8025 |  |  | 5188.11 |  |  | 97.7985 | FALSE | 580.3163 | 34.5632 |  |  | 10510.54 |  |  | 94.4787 | P | ISCON |  |  |  |  | 41.14798 | -8.65799 |  | 200000 | 1 | high |  | FALSE | 234.927 |  |  | 1192.09 |  |  | 80.2928 |  | 13.9921 |  | 11.268 |  |  | 235.06 |  |  | 95.2063 |  | 0.67111 | 0.65824 |  |  |  | 0.08 |  | NR | NR | NR |  |  | 1 | NR | 22355 |  | PTAGL111 | PT_2022 | 60027 | 20050101 | PT6002485 | FALSE | 22726 | [5 empty] | 41.146 | -8.6582 | FALSE | PD_Sobreiras | FALSE | PT11A |  |  |  | TRUE | TRUE | NA | PT03DOU0366 |  | ES | PTRH3 |  | PTRH3 |  |  | PT_2022 | PT | 60027 | [10 empty] | TRUE | FALSE | FALSE | FALSE | TRUE | FALSE | FALSE | CAS-A/O | TRUE
Dissertação · Mestrado em Engenharia do Ambiente | PT |  |  | PT170 | PT18042219 | Quinta da Bomba | 198290 | high | 6260028 |  | PRIMARY COAG-FLOCC TANKS + TF (HIGH CHARGE) + FILT | FALSE | FALSE | TRUE | FALSE | FALSE | TRUE | TRUE | TRUE | TRUE | TRUE | TRUE | FALSE | FALSE | FALSE | 20050101 | P | 132.4895 | 21.1644 |  |  | 2724.731 |  |  | 95.1375 | FALSE | 556.9176 | 88.9641 |  |  | 5578.741 |  |  | 90.0171 | P | ISCON |  |  |  |  | 38.647233 | -9.141803 |  | 142900 | 0.72066 | medium |  | FALSE | 440.155 |  |  | 717.492 |  |  | 38.6537 |  | 70.312 | [7 empty] | #DIV/0! |  |  | 0.38455 |  | 2.257 |  |  |  | NR | NR | NR |  |  | 1 | NR | 22261 |  | PTAGL015 | PT_2022 | 60027 | 20050101 | PT7034223 | FALSE | 22688 | [5 empty] | 38.6478 | -9.1406 | FALSE | PD_Quinta da Bomba | FALSE | PT170 |  |  |  | TRUE | TRUE | CSA | PT05TEJ1139A |  | ES | PTRH5A |  | PTRH5A |  | PTCM15A | PT_2022 | PT | 60027 | [10 empty] | TRUE | TRUE | TRUE | TRUE | FALSE | FALSE | FALSE | BIOFILTER | TRUE
https://www.bing.com/ck/a?!&&p=58655851f0bf8a6695831910c00df0c1ebe682c7a5e6d3cb6f45171e4f1246f8JmltdHM9MTc3MDMzNjAwMA&ptn=3&ver=2&hsh=4&fclid=27a8491b-f3e7-64ff-1d32-5d20f29065f3&psq=Emiss%c3%a1rio+e+Esta%c3%a7%c3%a3o+de+Tratamento+de+%c3%81guas+Residuais+do+Este+Projeto+de+Execu%c3%a7%c3%a3o+Frossos+Agere%2c+Simabientem+aditamento&u=a1aHR0cHM6Ly9zaWFpYS5hcGFtYmllbnRlLnB0L0FJQURPQy9BSUEzNjU2LzVfZWxlbWVudG9zX2FkaWNpb25haXNfZWlhMjAyMzkxNTE2MTE4LnBkZg | PT | https://www.bing.com/ck/a?!&&p=1806c19c50549ad013e8825173c83c00bfcc836c6bb5f4fe15fabc08a3aafd98JmltdHM9MTc3MDg1NDQwMA&ptn=3&ver=2&hsh=4&fclid=27a8491b-f3e7-64ff-1d32-5d20f29065f3&psq=etar+de+Frossos+thesis&u=a1aHR0cHM6Ly9yZXBvc2l0b3JpdW0udW1pbmhvLnB0L2JpdHN0cmVhbXMvNTM5NTJlZDYtYTMxYi00MmRlLTgzMjUtMTVlODhiMjBiMTg0L2Rvd25sb2Fk |  | PT112 | PT18063056 | Frossos | 230000 | high | 8400000 |  | CAS-A/O | FALSE | TRUE | TRUE | FALSE | FALSE | TRUE | TRUE | FALSE | TRUE | TRUE | TRUE | FALSE | FALSE | FALSE | 20050101 | P | 86.688 | 10.32 |  |  | 3680.04 |  |  | 97.6444 | FALSE | 535.0159 | 63.6924 |  |  | 7360.08 |  |  | 92.7308 | P | ISCON |  |  |  |  | 41.566616 | -8.445776 |  | 158500 | 0.68913 | medium |  | TRUE | 148.4777 |  |  | 551.88 |  |  | 73.096 |  | 17.6759 |  | 20.0673 |  |  | 67.2 |  |  | 70.138 |  | 2.389 | [6 empty] | NR | NR | NR |  | NH4 Removal | 1 | NR | 22342 |  | PTAGL097 | PT_2022 | 60027 | 20050101 | PT2000786 | FALSE | 22713 | [5 empty] | 41.5676 | -8.4468 | FALSE | PD_Frossos | FALSE | PT112 |  |  |  | TRUE | TRUE | CSA | PT02CAV0093 |  | FW | PTRH2 |  | PTRH2 |  | PTCM01 | PT_2022 | PT | 60027 | [10 empty] | TRUE | TRUE | FALSE | TRUE | FALSE | FALSE | FALSE | CAS-A/O | TRUE
Otimização da Amostragem e Estudo de Viabilidade da Monitorização de Sondas na ETAR de Rabada | PT |  |  | PT11A | PT18075149 | Rabada | 252000 | high | 8935565 | PRIMARY SEDIMENTATION TANKS | PRIMARY COAG-FLOCC + CAS-A/O + POST CHEM P REMOVAL + FILT | TRUE | TRUE | TRUE | FALSE | TRUE | TRUE | TRUE | TRUE | TRUE | FALSE | FALSE | FALSE | FALSE | FALSE | 20050101 | P | 76.7488 | 8.5891 | [5 empty] | #DIV/0! | FALSE | 583.8329 | 65.3381 | [5 empty] | #DIV/0! | P | ISCON |  |  |  |  | 41.34951 | -8.46193 |  | 252000 | 1 | high |  | FALSE | 69.303 | [5 empty] | #DIV/0! |  | 7.7559 |  | 16.575 | [5 empty] | #DIV/0! |  | 1.8549 | [6 empty] | NR | NR | NR |  | Color removal | 1 | NR | 22360 |  | PTAGL116 | PT_2022 | 60027 | 20050101 | PT18075727 | FALSE | 22731 | [5 empty] | 41.3499 | -8.4632 | FALSE | PD_Rabada | FALSE | PT11A |  |  |  | TRUE | TRUE | NA | PT02AVE0130 |  | FW | PTRH2 |  | PTRH2 |  |  | PT_2022 | PT | 60027 | [10 empty] | TRUE | TRUE | TRUE | FALSE | FALSE | TRUE | FALSE | CAS-A/O | TRUE |  |  |  | TRUE
https://www.bing.com/ck/a?!&&p=811ea38b2dc917684f9f341de7b210f94fd9038014f1b5bd5ce028b270770421JmltdHM9MTc3MDg1NDQwMA&ptn=3&ver=2&hsh=4&fclid=27a8491b-f3e7-64ff-1d32-5d20f29065f3&psq=etar+de+Agra+I+&u=a1aHR0cHM6Ly93d3cuY20tZ3VpbWFyYWVzLnB0L2NtZ3VpbWFyYWVzL3VwbG9hZHMvZG9jdW1lbnQvZmlsZS8xNDQ2Mi90cmF0YW1lbnRvX2RlX2FndWFzX3Jlc2lkdWFpcy5wZGY | PT | Tratamento – Tratave |  | PT119 | PT18075792 | Agra I e II | 357740 | high | 10099074 | PRIMARY SEDIMENTATION TANKS | CAS/OD-A/O + POST CHEM P REMOVAL + FILT | FALSE | TRUE | TRUE | FALSE | FALSE | TRUE | FALSE | FALSE | TRUE | FALSE | FALSE | FALSE | FALSE | FALSE | 20050101 | P | 120.269 | 11.9089 |  |  | 2727 |  |  | 95.5897 | FALSE | 884.8915 | 87.6211 |  |  | 8402 |  |  | 89.4681 | P | ISCON |  |  |  |  | 41.35147 | -8.60272 |  | 280000 | 0.78269 | medium |  | FALSE | 271.428 |  |  | 545 |  |  | 50.1967 |  | 26.8765 |  | 49.647 |  |  | 81 |  |  | 38.7074 |  | 4.916 |  |  | 1.5249 |  |  |  | NR | NR | NR |  | Color removal | 1 | NR | 22539 |  | PTAGL306 | PT_2022 | 60027 | 20050101 | PT18075899 | FALSE | 22910 | [5 empty] | 41.3462 | -8.6015 | FALSE | PD_Agra I e Agra II | FALSE | PT119 |  |  |  | TRUE | TRUE | NA | PT02AVE0130 |  | FW | PTRH2 |  | PTRH2 |  |  | PT_2022 | PT | 60027 | [10 empty] | TRUE | TRUE | FALSE | FALSE | FALSE | TRUE | FALSE | CAS-OD-A/O | TRUE |  |  |  | TRUE
Repositório Institucional da Universidade de Aveiro: Capacidade de nitrificação e desnitrificação da ETAR Sul da SIMRIA | PT |  |  | PT16D | PT18085482 | SIMRIA - Sul (Ilhavo) | 159700 | high | 6529120 |  | CAS (MEDIUM CHARGE) | FALSE | FALSE | FALSE | FALSE | FALSE | TRUE | FALSE | FALSE | TRUE | FALSE | FALSE | FALSE | FALSE | FALSE | 20050101 | P | 167.1 | 25.593 |  |  | 2611.648 |  |  | 93.6017 | FALSE | 680.4 | 104.2101 |  |  | 6529.12 |  |  | 89.579 | P | ISCON |  |  |  |  | 40.604596 | -8.709742 |  | 155100 | 0.9712 | high |  | FALSE | 427.4408 | [5 empty] | #DIV/0! |  | 65.4668 |  | 64.7508 | [5 empty] | #DIV/0! |  | 9.9172 | [6 empty] | NR | NR | NR |  |  | 1 | NR | 22293 |  | PTAGL049 | PT_2022 | 60027 | 20050101 | PT18085541A | FALSE | 22649 | [5 empty] | 40.6831 | -8.7798 | FALSE | PD_Emissario SIMRIA (S. Jacinto) | FALSE | PT16D |  |  |  | TRUE | TRUE | NA | PT04COST5 |  | CW | PTRH4A |  | PTRH4A |  |  | PT_2022 | PT | 60027 | [10 empty] | TRUE | TRUE | FALSE | TRUE | FALSE | FALSE | FALSE | CAS | TRUE
https://www.bing.com/ck/a?!&&p=81a7ba0599ae9524fd0dfcad7f33eed29e4fa3cbd76ad086a70e420de09fdfcbJmltdHM9MTc3MDMzNjAwMA&ptn=3&ver=2&hsh=4&fclid=27a8491b-f3e7-64ff-1d32-5d20f29065f3&psq=PT18085526%09SIMRIA+-+Norte+(Cacia)+++etar+wwtp+scheme+of+treatment&u=a1aHR0cHM6Ly9jb3JlLmFjLnVrL2Rvd25sb2FkL3BkZi8xODI5NzI1MS5wZGY | PT |  |  | PT16D | PT18085526 | SIMRIA - Norte (Cacia) | 272000 | high | 11581450 |  | CAS | FALSE | FALSE | FALSE | FALSE | FALSE | TRUE | FALSE | FALSE | TRUE | FALSE | FALSE | FALSE | FALSE | FALSE | 20050101 | P | 680 | 58.7146 |  |  | 4482.0211 |  |  | 84.8283 | FALSE | 886.5 | 76.5448 |  |  | 18715.6232 |  |  | 95.2633 | P | ISCON |  |  |  |  | 40.689936 | -8.594896 |  | 179400 | 0.65956 | medium |  | FALSE | 475.0423 | [5 empty] | #DIV/0! |  | 41.0175 |  | 43.1508 | [5 empty] | #DIV/0! |  | 3.7259 | [6 empty] | NR | NR | NR |  |  | 1 | NR | 22292 |  | PTAGL049 | PT_2022 | 60027 | 20050101 | PT18085541 | FALSE | 22648 | [5 empty] | 40.6831 | -8.7798 | FALSE | PD_Emissario SIMRIA (S. Jacinto) | FALSE | PT16D |  |  |  | TRUE | TRUE | NA | PT04COST5 |  | CW | PTRH4A |  | PTRH4A |  |  | PT_2022 | PT | 60027 | [10 empty] | TRUE | TRUE | FALSE | TRUE | FALSE | FALSE | FALSE | CAS | TRUE
https://www.bing.com/ck/a?!&&p=351bd325991f12a5804ee85c91b5613d1564d1eddfc683e89a46447d46dc4bfdJmltdHM9MTc3MDg1NDQwMA&ptn=3&ver=2&hsh=4&fclid=27a8491b-f3e7-64ff-1d32-5d20f29065f3&psq=etar+de+Gaia+litoral&u=a1aHR0cHM6Ly9zaWdhcnJhLnVwLnB0L2ZjdXAvZW4vcHViX2dlcmFsLnNob3dfZmlsZT9waV9kb2NfaWQ9Mjc1MTI5 | PT | https://www.bing.com/ck/a?!&&p=78c2e802a460151c0eef14071aba1c6e808332b1145d67b7c2fc54da5b7ae3d3JmltdHM9MTc3MDg1NDQwMA&ptn=3&ver=2&hsh=4&fclid=27a8491b-f3e7-64ff-1d32-5d20f29065f3&psq=etar+de+Gaia+litoral&u=a1aHR0cHM6Ly9zaWdhcnJhLnVwLnB0L2ZjdXAvcHQvcHViX2dlcmFsLnNob3dfZmlsZT9waV9kb2NfaWQ9MTM4NTU0 |  | PT11A | PT18361583 | Gaia Litoral | 300000 | high | 12410000 |  | SEDIPAC + CAS (LOW-MEDIUM CHARGE) | FALSE | FALSE | FALSE | FALSE | FALSE | TRUE | FALSE | FALSE | TRUE | FALSE | FALSE | FALSE | FALSE | FALSE | 20050101 | P | 83.8122 | 6.7536 | [5 empty] | #DIV/0! | FALSE | 601.7237 | 48.487 | [5 empty] | #DIV/0! | P | ISCON |  |  |  |  | 41.111922 | -8.654223 |  | 300000 | 1 | high |  | FALSE | 372.3592 | [5 empty] | #DIV/0! |  | 30.0048 |  | 22.3616 | [5 empty] | #DIV/0! |  | 1.8019 | [6 empty] | NR | NR | NR |  |  | 1 | NR | 22361 |  | PTAGL117 | PT_2022 | 60027 | 20050101 | PT6002547 | FALSE | 22732 | [5 empty] | 41.1117 | -8.6889 | FALSE | PD_Gaia Litoral | FALSE | PT11A |  |  |  | TRUE | TRUE | NA | PT03COST3 |  | CW | PTRH3 |  | PTRH3 |  |  | PT_2022 | PT | 60027 | [10 empty] | TRUE | FALSE | FALSE | FALSE | TRUE | FALSE | FALSE | CAS | TRUE
| PT |  |  | PT181 | PT20501079 | Rib. de Moinhos | 360000 | high |  |  |  | FALSE | FALSE | FALSE | FALSE | FALSE | TRUE | FALSE | FALSE | TRUE | FALSE | FALSE | FALSE | TRUE | FALSE | 20050101 | F | 564.8614 | #DIV/0! | [5 empty] | #DIV/0! | FALSE | 1815.5681 | #DIV/0! | [5 empty] | #DIV/0! | F | ISCON |  |  |  |  | 37.9843582141 | -8.8498108147 |  | 105000 | 0.29167 | low |  | FALSE | 568.7833 | [5 empty] | #DIV/0! |  | #DIV/0! |  | 32.3761 | [5 empty] | #DIV/0! |  | #DIV/0! | [6 empty] | NR | NR | NR | TP will be rehabilitated |  | 1 | NR | 22617 |  | PTAGL393 | PT_2022 | 60027 | 20050101 | PT20507013 | FALSE | 22988 | [5 empty] | 37.9961 | -8.8833 | FALSE | PD_Rib. de Moinhos | FALSE | PT181 |  |  |  | TRUE | TRUE | NA | PT06COST12 |  | CW | PTRH6 |  | PTRH6 |  |  | PT_2022 | PT | 60027 | [10 empty] | TRUE | TRUE | FALSE | TRUE | FALSE | FALSE | FALSE | NA | TRUE
https://www.bing.com/ck/a?!&&p=0d552b3fb08d991f2c602e62129872e1035f329d519ca8f9e44d34f8497acab0JmltdHM9MTc3MDg1NDQwMA&ptn=3&ver=2&hsh=4&fclid=27a8491b-f3e7-64ff-1d32-5d20f29065f3&psq=etar+de+Montemoro+o+velho+Norte+coimbrao+ana+rita+Esac+thesis&u=a1aHR0cHM6Ly9jb211bS5yY2FhcC5wdC9iaXRzdHJlYW0vMTA0MDAuMjYvMjgxODMvMS9BbmFSaXRhU2FudG9zX1Rlc2VfMjE1MjcwMDYucGRm | PT |  |  | PT16F | PT20730368 | ETAR Norte (Coimbrao) | 156701 | high | 7200000 |  | CAS (MEDIUM CHARGE) + FILT | FALSE | FALSE | TRUE | FALSE | FALSE | TRUE | FALSE | FALSE | TRUE | TRUE | TRUE | FALSE | FALSE | FALSE | 20050101 | P | 55.4555 | 7.7022 | [5 empty] | #DIV/0! | FALSE | 529.7511 | 73.5765 | [5 empty] | #DIV/0! | P | ISCON |  |  |  |  | 39.893745 | -8.911486 |  | 125100 | 0.79834 | medium |  | FALSE | 222.7767 | [5 empty] | #DIV/0! |  | 30.9412 |  | 47.4115 | [5 empty] | #DIV/0! |  | 6.5849 | [6 empty] | NR | NR | NR |  |  | 1 | NR | 22298 |  | PTAGL054 | PT_2022 | 60027 | 20050101 | PT22421653 | FALSE | 22654 | [5 empty] | 39.8846 | -8.9179 | FALSE | PD_Norte | FALSE | PT16F |  |  |  | TRUE | TRUE | NA | PT04LIS0704 |  | ES | PTRH4A |  | PTRH4A |  |  | PT_2022 | PT | 60027 | [10 empty] | TRUE | TRUE | FALSE | TRUE | FALSE | FALSE | FALSE | CAS | TRUE
https://www.bing.com/ck/a?!&&p=0495dc89eae5263eb1c416920a9e77cd4abfa088c717de9f64e9a9525515f287JmltdHM9MTc3MDc2ODAwMA&ptn=3&ver=2&hsh=4&fclid=27a8491b-f3e7-64ff-1d32-5d20f29065f3&psq=etar+de+matosinhos+thesis&u=a1aHR0cHM6Ly9wb3NldXIucG9ydHVnYWwyMDIwLnB0L21lZGlhLzQxNjYzL2FtYmllbnRlLWVtLW1hdG9zaW5ob3MtZXRhcl9jbS1tYXRvc2luaG9zLnBkZg | PT | ETAR de Matosinhos já está concluída e vai entrar em fase de testes |  | PT11A | PT5000519 | Matosinhos | 490890 | high | 14390855 |  | PRIMARY COAG-FLOCC TANKS + OD | FALSE | FALSE | FALSE | FALSE | FALSE | TRUE | FALSE | FALSE | TRUE | FALSE | FALSE | FALSE | FALSE | FALSE | 20050101 | P | 62.8538 | 4.3676 |  |  | 5396.525 |  |  | 98.8353 | FALSE | 600.7659 | 41.7464 |  |  | 10203.21 |  |  | 94.112 | P | ISCON |  |  |  |  | 41.2133 | -8.714281 |  | 306000 | 0.62336 | medium |  | FALSE | 414.88 |  |  | 848.99 |  |  | 51.1325 |  | 28.8294 |  | 16.712 |  |  | 143.81 |  |  | 88.3791 |  | 1.1613 | [6 empty] | NR | NR | NR |  |  | 1 | NR | 22349 |  | PTAGL105 | PT_2022 | 60027 | 20050101 | PT5000521 | FALSE | 22720 | [5 empty] | 41.2129 | -8.7301 | FALSE | PD_Matosinhos | FALSE | PT11A |  |  |  | TRUE | TRUE | NA | PT02COST2 |  | CW | PTRH2 |  | PTRH2 |  |  | PT_2022 | PT | 60027 | [10 empty] | TRUE | TRUE | TRUE | TRUE | FALSE | FALSE | FALSE | OD | TRUE
Águas Residuais ¦ SMAS Maia | PT |  |  | PT11A | PT5031952 | Parada | 160000 | high | 8256300 |  | CAS (MEDIUM CHARGE) | FALSE | FALSE | FALSE | FALSE | FALSE | TRUE | FALSE | FALSE | TRUE | FALSE | FALSE | FALSE | FALSE | FALSE | 20050101 | P | 110.9361 | 13.4365 | [5 empty] | #DIV/0! | FALSE | 607.0035 | 73.52 |  |  | 3153.6 |  |  | 80.752 | P | ISCON |  |  |  |  | 41.204726 | -8.594636 |  | 110000 | 0.6875 | medium |  | FALSE | 353.0842 | [5 empty] | #DIV/0! |  | 42.7654 |  | 22.8718 | [5 empty] | #DIV/0! |  | 2.7702 |  |  |  | 0.52414 |  |  | NR | NR | NR |  |  | 1 | NR | 22351 |  | PTAGL107 | PT_2022 | 60027 | 20050101 | PT5033254 | FALSE | 22722 | [5 empty] | 41.205 | -8.5958 | FALSE | PD_Parada | FALSE | PT11A |  |  |  | TRUE | TRUE | NA | PT02LEC0138 |  | FW | PTRH2 |  | PTRH2 |  |  | PT_2022 | PT | 60027 | [10 empty] | TRUE | TRUE | FALSE | TRUE | FALSE | FALSE | FALSE | CAS | TRUE
https://www.bing.com/ck/a?!&&p=3bb48a9826534f62239c0e0a8b023197d5669dd26e77a2f3523930baa7c9fcceJmltdHM9MTc3MDc2ODAwMA&ptn=3&ver=2&hsh=4&fclid=27a8491b-f3e7-64ff-1d32-5d20f29065f3&psq=Guilherme+Jo%c3%a3o+Mendes+Gon%c3%a7alves+Martins+Licenciado+em+Ci%c3%aancias+de+Engenharia+do+Ambiente+technical+and+economical+assessment++of+the+conversion+of+a+conventional++WWTP+to+reach+energy+neutrality+and+to++provide+water+reclamation+&u=a1aHR0cHM6Ly9ydW4udW5sLnB0L2JpdHN0cmVhbS8xMDM2Mi8xMDEwMDIvMS9NYXJ0aW5zXzIwMTgucGRm | PT |  |  | PT11A | PT6031950 | Espinho | 194232 | high | 8608764 |  | PRIMARY COAG-FLOCC TANKS AVAILABLE + CAS | FALSE | FALSE | FALSE | FALSE | FALSE | TRUE | FALSE | FALSE | TRUE | FALSE | FALSE | FALSE | FALSE | FALSE | 20050101 | P | 134.1762 | 15.586 |  |  | 2034.156 |  |  | 93.4038 | FALSE | 388.9793 | 45.1841 |  |  | 4390.728 |  |  | 91.1409 | P | ISCON |  |  |  |  | 40.97466 | -8.64795 |  | 87000 | 0.44792 | low |  | FALSE | 149.5641 |  |  | 267.096 |  |  | 44.0036 |  | 17.3735 |  | 6.1684 |  |  | 36.9 |  |  | 83.2834 |  | 0.71653 | 0.32594 | 0.0020328 |  |  |  |  | NR | NR | NR |  |  | 1 | NR | 22295 |  | PTAGL051 | PT_2022 | 60027 | 20050101 | PT18732120 | FALSE | 22651 | [5 empty] | 40.9747 | -8.6728 | FALSE | PD_Espinho | FALSE | PT11A |  |  |  | TRUE | TRUE | NA | PT03COST3 |  | CW | PTRH3 |  | PTRH3 |  |  | PT_2022 | PT | 60027 | [10 empty] | TRUE | TRUE | TRUE | TRUE | FALSE | FALSE | FALSE | CAS | TRUE
ETAR de Alcanena - Aquanena | PT |  |  | PT16I | PT7032766 | Alcanena | 400000 | high | 2400000 |  | PRIMARY COAG-FLOCC + CAS-A/O + FILT | FALSE | FALSE | FALSE | FALSE | FALSE | TRUE | FALSE | FALSE | TRUE | FALSE | FALSE | FALSE | FALSE | FALSE | 20050101 | P | 35.9284 | 14.9702 | [5 empty] | #DIV/0! | FALSE | 428.237 | 178.4321 | [5 empty] | #DIV/0! | P | ISCON |  |  |  |  | 39.448121 | -8.668639 |  | 400000 | 1 | high |  | FALSE | 121.9885 | [5 empty] | #DIV/0! |  | 50.8285 |  | 4.7639 | [5 empty] | #DIV/0! |  | 1.985 | 2.355 | 2.5 |  |  | 0.011875 |  | NR | NR | NR |  |  | 1 | NR | 22303 |  | PTAGL060 | PT_2022 | 60027 | 20050101 | PT7034187 | FALSE | 22659 | [5 empty] | 39.4476 | -8.6691 | FALSE | PD_Alcanena | FALSE | PT16I |  |  |  | TRUE | TRUE | CSA | PT05TEJ0970 |  | FW | PTRH5A |  | PTRH5A |  | PTCM12A | PT_2022 | PT | 60027 | [10 empty] | TRUE | TRUE | TRUE | TRUE | FALSE | TRUE | FALSE | CAS-A/O | TRUE
https://www.bing.com/ck/a?!&&p=0cd84a6b01028c5a714ef866a72e0a846cff883567616c53bba236f29cd5626fJmltdHM9MTc3MDg1NDQwMA&ptn=3&ver=2&hsh=4&fclid=27a8491b-f3e7-64ff-1d32-5d20f29065f3&psq=etar+de+Alcantara+thesis&u=a1aHR0cHM6Ly9ydW4udW5sLnB0L2JpdHN0cmVhbS8xMDM2Mi81NjM2OS8xL1NhbnRvc18yMDE4LnBkZg | PT | ETAR de Alcântara - Consulgal | https://www.bing.com/ck/a?!&&p=3d3ae74da60bda776b6ca797ccac7e3937b8528d3689d4ea08e438adddb849f5JmltdHM9MTc3MjQwOTYwMA&ptn=3&ver=2&hsh=4&fclid=27a8491b-f3e7-64ff-1d32-5d20f29065f3&psq=JOANA+MARGARIDA+CANHOTO+CACHUCHO+ETAR+ALCANTARA&u=a1aHR0cHM6Ly9ydW4udW5sLnB0L2JpdHN0cmVhbS8xMDM2Mi8xNDg4MzQvMS9DYWNodWNob18yMDIxLnBkZg | PT170 | PT7032797 | Alcantara | 756000 | high | 66065000 | PRIMARY AND SECONDARY SEDIMENTATION TANKS | PRIMARY COAG-FLOCC + BIOFILTER BIOLOGICAL REACTOR | FALSE | FALSE | TRUE | FALSE | FALSE | TRUE | FALSE | FALSE | TRUE | TRUE | TRUE | FALSE | FALSE | FALSE | 20050101 | P | 498.8307 | 7.5506 | [5 empty] | #DIV/0! | FALSE | 3131.2504 | 47.3965 | [5 empty] | #DIV/0! | P | ISCON |  |  |  |  | 38.721373 | -9.174825 |  | 661500 | 0.875 | medium |  | FALSE | 1663.1518 | [5 empty] | #DIV/0! |  | 25.1745 |  | 141.3588 | [5 empty] | #DIV/0! |  | 2.1397 |  |  | 0.10434 |  | 0.035714 |  | NR | NR | NR |  |  | 1 | NR | 22321 |  | PTAGL075 | PT_2022 | 60027 | 20050101 | PT18725839 | FALSE | 22692 | [5 empty] | 38.6987 | -9.176 | FALSE | PD_Alcantara | FALSE | PT170 |  |  |  | TRUE | TRUE | NA | PT05TEJ1139A |  | ES | PTRH5A |  | PTRH5A |  |  | PT_2022 | PT | 60027 | [10 empty] | TRUE | TRUE | FALSE | FALSE | TRUE | FALSE | FALSE | BIOFILTER | FALSE
https://www.bing.com/ck/a?!&&p=9646472e658932fb04788ad5e34c8bf0f72a771f79b86e3223e1f4467921cdf7JmltdHM9MTc3MDg1NDQwMA&ptn=3&ver=2&hsh=4&fclid=27a8491b-f3e7-64ff-1d32-5d20f29065f3&psq=Ant%c3%b3nio+Francisco+de+Abreu+Ferreira+Baguinho+Pinto+thesis&u=a1aHR0cHM6Ly9ydW4udW5sLnB0L2JpdHN0cmVhbS8xMDM2Mi8xNTI0NDQvMS9QaW50b18yMDE5LnBkZg | PT |  |  | PT170 | PT7032798 | Chelas | 255000 | high | 19162500 |  | CAS-A/O + FILT | TRUE | FALSE | TRUE | FALSE | TRUE | TRUE | TRUE | TRUE | TRUE | TRUE | TRUE | FALSE | FALSE | FALSE | 20050101 | P | 73.8575 | 3.8543 | [5 empty] | #DIV/0! | FALSE | 486.6637 | 25.3967 | [5 empty] | #DIV/0! | P | ISCON |  |  |  |  | 38.7325 | -9.11871 |  | 150000 | 0.58824 | medium |  | FALSE | 270.7216 | [5 empty] | #DIV/0! |  | 14.1277 |  | 52.5567 | [5 empty] | #DIV/0! |  | 2.7427 |  | 0.002818 | 0.46967 |  |  |  | NR | NR | NR |  |  | 1 | NR | 22323 |  | PTAGL075 | PT_2022 | 60027 | 20050101 | PT18725831 | FALSE | 22694 | [5 empty] | 38.7241 | -9.11 | FALSE | PD_Chelas | FALSE | PT170 |  |  |  | TRUE | TRUE | NA | PT05TEJ1139A |  | ES | PTRH5A |  | PTRH5A |  |  | PT_2022 | PT | 60027 | [10 empty] | TRUE | TRUE | FALSE | TRUE | FALSE | FALSE | FALSE | CAS-A/O | TRUE
https://www.bing.com/ck/a?!&&p=9646472e658932fb04788ad5e34c8bf0f72a771f79b86e3223e1f4467921cdf7JmltdHM9MTc3MDg1NDQwMA&ptn=3&ver=2&hsh=4&fclid=27a8491b-f3e7-64ff-1d32-5d20f29065f3&psq=Ant%c3%b3nio+Francisco+de+Abreu+Ferreira+Baguinho+Pinto+thesis&u=a1aHR0cHM6Ly9ydW4udW5sLnB0L2JpdHN0cmVhbS8xMDM2Mi8xNTI0NDQvMS9QaW50b18yMDE5LnBkZg | PT | https://www.bing.com/ck/a?!&&p=712bc77e7eb6d40e2630165c23bf374015e58174d98a83fe33be503dc7f26531JmltdHM9MTc3MDg1NDQwMA&ptn=3&ver=2&hsh=4&fclid=27a8491b-f3e7-64ff-1d32-5d20f29065f3&psq=VALORIZA%c3%87%c3%83O+AGRON%c3%93MICA%2fENERG%c3%89TICA+DE+LAMAS++DE+ETAR%3a+++Estudo+do+Caso+da+ETAR+de+Beirolas++ADUCABE+MENDON%c3%87A+BANCESSI+&u=a1aHR0cHM6Ly9yZXBvc2l0b3Jpby51bGlzYm9hLnB0L2JpdHN0cmVhbS8xMDQwMC41LzYyMC8xL1RFU0UlMjBBRFUucGRm |  | PT170 | PT7032852 | Beirolas | 213500 | high | 19892500 |  | CAS-A/O + FILT | TRUE | FALSE | TRUE | FALSE | TRUE | TRUE | TRUE | TRUE | TRUE | TRUE | TRUE | FALSE | FALSE | FALSE | 20050101 | P | 47.6974 | 2.3978 | [5 empty] | #DIV/0! | FALSE | 423.191 | 21.2739 | [5 empty] | #DIV/0! | P | ISCON |  |  |  |  | 38.78782 | -9.09453 |  | 213500 | 1 | high |  | FALSE | 229.8999 | [5 empty] | #DIV/0! |  | 11.5571 |  | 54.4812 | [5 empty] | #DIV/0! |  | 2.7388 |  | 0.0013271 | 0.60324 |  |  |  | NR | NR | NR |  |  | 1 | NR | 22322 |  | PTAGL075 | PT_2022 | 60027 | 20050101 | PT7034267 | FALSE | 22693 | [5 empty] | 38.7879 | -9.0909 | FALSE | PD_Beirolas | FALSE | PT170 |  |  |  | TRUE | TRUE | NA | PT05TEJ1100A |  | ES | PTRH5A |  | PTRH5A |  |  | PT_2022 | PT | 60027 | [10 empty] | TRUE | TRUE | FALSE | TRUE | FALSE | TRUE | FALSE | CAS-A/O | TRUE
https://www.bing.com/ck/a?!&&p=c90fa650f4dfb5d7d49ab86d4b5acb50fbcb5e3d4e89eb861d5aaeee06feffebJmltdHM9MTc3MDg1NDQwMA&ptn=3&ver=2&hsh=4&fclid=27a8491b-f3e7-64ff-1d32-5d20f29065f3&psq=thesis+on+etar+Frielas+and+chelas%2c+sao+joao+de+talha&u=a1aHR0cHM6Ly9ydW4udW5sLnB0L2JpdHN0cmVhbS8xMDM2Mi8xNTEyNTIvMS9QaW50b18yMDE5LnBkZg | PT | https://www.bing.com/ck/a?!&&p=8291cfeb44fb705ff9d5a842d8e40a0afcc6a8c74eba932ea2afbfb220656bb5JmltdHM9MTc3MDg1NDQwMA&ptn=3&ver=2&hsh=4&fclid=27a8491b-f3e7-64ff-1d32-5d20f29065f3&psq=etar+de+Frielas+&u=a1aHR0cHM6Ly9ydW4udW5sLnB0L2JpdHN0cmVhbS8xMDM2Mi8xNjEzMjEvMS9CZW50b18yMDIzLnBkZg |  | PT170 | PT7032853 | Frielas | 700000 | high | 25544160 |  | PRIMARY COAG-FLOCC TANKS + CAS + FILT | FALSE | FALSE | TRUE | FALSE | FALSE | TRUE | FALSE | FALSE | TRUE | TRUE | TRUE | FALSE | FALSE | FALSE | 20050101 | P | 97.4832 | 3.8163 | [5 empty] | #DIV/0! | FALSE | 994.5612 | 38.935 | [5 empty] | #DIV/0! | P | ISCON |  |  |  |  | 38.82058 | -9.14977 |  | 320200 | 0.45743 | low |  | FALSE | 970.9583 | [5 empty] | #DIV/0! |  | 38.011 |  | 32.2433 | [5 empty] | #DIV/0! |  | 1.2623 | [6 empty] | NR | NR | NR |  |  | 1 | NR | 22370 |  | PTAGL131 | PT_2022 | 60027 | 20050101 | PT7034268 | FALSE | 22741 | [5 empty] | 38.8217 | -9.1505 | FALSE | PD_Frielas | FALSE | PT170 |  |  |  | TRUE | TRUE | NA | PT05TEJ1095 |  | FW | PTRH5A |  | PTRH5A |  |  | PT_2022 | PT | 60027 | [10 empty] | TRUE | TRUE | FALSE | FALSE | TRUE | TRUE | FALSE | CAS-BIOFILTER | TRUE
http://hdl.handle.net/10362/58224 | PT |  |  | PT170 | PT7032854 | S. Joao da Talha | 170000 | high | 4138005 |  | CAS | FALSE | FALSE | FALSE | FALSE | FALSE | TRUE | FALSE | FALSE | TRUE | FALSE | FALSE | FALSE | FALSE | FALSE | 20050101 | P | 21.2155 | 5.127 | [5 empty] | #DIV/0! | FALSE | 202.7122 | 48.9879 | [5 empty] | #DIV/0! | P | ISCON |  |  |  |  | 38.816333 | -9.090464 |  | 130000 | 0.76471 | medium |  | FALSE | 75.4109 | [5 empty] | #DIV/0! |  | 18.224 |  | 7.1461 | [5 empty] | #DIV/0! |  | 1.7269 | [6 empty] | NR | NR | NR | UWWTP was under rehabilitation |  | 1 | NR | 22371 |  | PTAGL132 | PT_2022 | 60027 | 20050101 | PT7055521 | FALSE | 22742 | [5 empty] | 38.8154 | -9.0853 | FALSE | PD_S. Joao da Talha | FALSE | PT170 |  |  |  | TRUE | TRUE | NA | PT05TEJ1100A |  | ES | PTRH5A |  | PTRH5A |  |  | PT_2022 | PT | 60027 | [10 empty] | TRUE | TRUE | FALSE | TRUE | FALSE | TRUE | FALSE | CAS | TRUE
tratamento-aguas-residuais - SMAS | PT | https://www.bing.com/ck/a?!&&p=6f1983f3d547e8fae95954ad433d8b9cc68f2a15460a2492b753e436fab21b05JmltdHM9MTc3MDg1NDQwMA&ptn=3&ver=2&hsh=4&fclid=27a8491b-f3e7-64ff-1d32-5d20f29065f3&psq=etar+de+Mutela&u=a1aHR0cHM6Ly9ydW4udW5sLnB0L2JpdHN0cmVhbS8xMDM2Mi8xNTY0MS8xL1F1ZWlyb3pfMjAxNS5wZGY |  | PT170 | PT7071951 | Mutela | 186970 | high | 6794352 |  | PRIMARY COAG-FLOCC TANKS + CAS (MEDIUM CHARGE) | FALSE | FALSE | TRUE | FALSE | FALSE | TRUE | FALSE | FALSE | TRUE | TRUE | TRUE | FALSE | FALSE | FALSE | 20050101 | P | 4.6306 | 0.68154 | [5 empty] | #DIV/0! | FALSE | 34.1952 | 5.0329 | [5 empty] | #DIV/0! | P | ISCON |  |  |  |  | 38.67272 | -9.15214 |  | 147900 | 0.79104 | medium |  | FALSE | [6 empty] | #DIV/0! | [9 empty] | #DIV/0! | [8 empty] | NR | NR | NR |  |  | 1 | NR | 22305 |  | PTAGL062 | PT_2022 | 60027 | 20050101 | PT18669936 | FALSE | 22661 | [5 empty] | 38.6734 | -9.1493 | FALSE | PD_Mutela | FALSE | PT170 |  |  |  | TRUE | TRUE | A523 | PT05TEJ1139A |  | ES | PTRH5A |  | PTRH5A |  | PTTW15A | PT_2022 | PT | 60027 | [10 empty] | TRUE | TRUE | TRUE | TRUE | FALSE | FALSE | FALSE | CAS | TRUE
https://www.bing.com/ck/a?!&&p=b2ddd2562a0fdb851e5f43c4db09a9401ec172cfc8d51354d94da62014cc4aa4JmltdHM9MTc3MDg1NDQwMA&ptn=3&ver=2&hsh=4&fclid=27a8491b-f3e7-64ff-1d32-5d20f29065f3&psq=Ricardo+jorge+dos+santos+Gouveia+thesis&u=a1aHR0cHM6Ly9ydW4udW5sLnB0L2JpdHN0cmVhbS8xMDM2Mi81MDg5My8xL0dvdXZlaWFfMjAxOC5wZGY | PT |  |  | PT170 | PTAGL016tp01 | Barreiro/Moita | 294650 | high | 6710160 |  | PRIMARY COAG-FLOCC TANKS + CAS | FALSE | FALSE | TRUE | FALSE | FALSE | TRUE | FALSE | FALSE | TRUE | TRUE | TRUE | FALSE | FALSE | FALSE | 20120101 | P | 36.5544 | 5.4476 | [5 empty] | #DIV/0! | FALSE | 613.4038 | 91.4142 | [5 empty] | #DIV/0! | P | ISCON |  |  |  |  | 38.6757753109 | -9.0457023439 |  | 170000 | 0.57696 | medium |  | FALSE | 358.6822 | [5 empty] | #DIV/0! |  | 53.4536 |  | 27.0155 | [5 empty] | #DIV/0! |  | 4.0261 | [6 empty] | NR | P | NR |  |  | 1 | NR | 22262 |  | PTAGL016 | PT_2022 | 60027 | 20120101 | PTAGL016tp01dcp01 | FALSE | 22689 | [5 empty] | 38.6858 | -9.0467 | FALSE | PD_Barreiro/Moita | FALSE | PT170 |  |  |  | TRUE | TRUE | A523 | PT05TEJ1139A |  | ES | PTRH5A |  | PTRH5A |  | PTTW15A | PT_2022 | PT | 60027 | [10 empty] | TRUE | TRUE | TRUE | FALSE | FALSE | FALSE | FALSE | CAS | TRUE
https://www.bing.com/ck/a?!&&p=54d73ebc6f7b4d9b57ec5a83d5f4d8591f20cfa94c412d5a35aa087297ed7df0JmltdHM9MTc3MDg1NDQwMA&ptn=3&ver=2&hsh=4&fclid=27a8491b-f3e7-64ff-1d32-5d20f29065f3&psq=Rui+tiago+fernandes+do+reis+thesis&u=a1aHR0cHM6Ly9ydW4udW5sLnB0L2JpdHN0cmVhbS8xMDM2Mi8xNjI5NS8xL1JlaXNfMjAxNS5wZGY | PT |  |  | PT170 | PTAGL021tp01 | Seixal | 155570 | high | 9161500 |  | CAS-A/O PLUG FLOW MEDIUM CHARGE | FALSE | FALSE | TRUE | FALSE | FALSE | TRUE | FALSE | FALSE | TRUE | TRUE | TRUE | FALSE | FALSE | FALSE | 20120101 | P | 22.4346 | 2.4488 | [5 empty] | #DIV/0! | FALSE | 222.5867 | 24.2959 | [5 empty] | #DIV/0! | P | ISCON |  |  |  |  | 38.6327157356 | -9.073154992 |  | 113500 | 0.72958 | medium |  | FALSE | 196.4793 | [5 empty] | #DIV/0! |  | 21.4462 |  | 15.7594 | [5 empty] | #DIV/0! |  | 1.7202 | [6 empty] | NR | P | NR |  |  | 1 | NR | 22267 |  | PTAGL021 | PT_2022 | 60027 | 20120101 | PTAGL021tp01dcp011 | FALSE | 22679 | [5 empty] | 38.6335 | -9.0705 | FALSE | PD_Seixal | FALSE | PT170 |  |  |  | TRUE | TRUE | A523 | PT05TEJ1139A |  | ES | PTRH5A |  | PTRH5A |  | PTTW15A | PT_2022 | PT | 60027 | [10 empty] | TRUE | TRUE | FALSE | TRUE | FALSE | FALSE | FALSE | CAS-A/O | TRUE
https://www.bing.com/ck/a?!&&p=536662e4a2028d49247bafb489e059675dc1c95e4bf3256bc3b764a3125907d2JmltdHM9MTc3MDc2ODAwMA&ptn=3&ver=2&hsh=4&fclid=27a8491b-f3e7-64ff-1d32-5d20f29065f3&psq=RESUMO+NAO+TECNICO+IMPACTE+ETAR+ALVERCA&u=a1aHR0cHM6Ly93d3cuZWliLm9yZy9maWxlcy9waXBlbGluZS8yMDA1MDEyNV9udHNfZXRhcl9kb19hbHZlcmNhLnBkZg | PT |  |  | PT170 | PTAGL065tp01 | Alverca | 153878 | high |  |  | CAS (MEDIUM LOAD) | FALSE | FALSE | FALSE | FALSE | FALSE | TRUE | FALSE | FALSE | TRUE | FALSE | FALSE | FALSE | FALSE | FALSE | 20120101 | P | 51.8906 | #DIV/0! | [5 empty] | #DIV/0! | FALSE | 350.012 | #DIV/0! | [5 empty] | #DIV/0! | P | ISCON |  |  |  |  | 38.8840939284 | -9.0383464439 |  | 153400 | 0.99689 | high |  | FALSE | 225.3139 | [5 empty] | #DIV/0! |  | #DIV/0! |  | 15.557 | [5 empty] | #DIV/0! |  | #DIV/0! |  |  |  |  | 0.22095 |  | NR | NR | NR |  |  | 1 | NR | 22308 |  | PTAGL065 | PT_2022 | 60027 | 20120101 | PTAGL065tp01dcp01 | FALSE | 22664 | [5 empty] | 38.8806 | -9.0431 | FALSE | PD_Alverca | FALSE | PT170 |  |  |  | TRUE | TRUE | NA | PT05TEJ1100A |  | ES | PTRH5A |  | PTRH5A |  |  | PT_2022 | PT | 60027 | [10 empty] | TRUE | TRUE | FALSE | TRUE | FALSE | TRUE | FALSE | CAS | TRUE
Dissertação · Mestrado em Engenharia do Ambiente | PT |  |  | PT119 | PTAGL103tp01 | Serzedelo II | 315548 | high | 7609580 | PRIMARY SEDIMENTATION TANKS | OD-A/O + POST CHEM P REMOVAL + FILT* | TRUE | TRUE | TRUE | FALSE | TRUE | TRUE | FALSE | FALSE | TRUE | FALSE | FALSE | FALSE | FALSE | FALSE | 20120101 | P | 60.3101 | 7.9255 |  |  | 3235.322 |  |  | 98.1359 | FALSE | 515.8227 | 67.786 |  |  | 7528.565 |  |  | 93.1485 | P | ISCON |  |  |  |  | 41.410651 | -8.380561 |  | 180500 | 0.57202 | medium |  | FALSE | 61.814 |  |  | 517.075 |  |  | 88.0455 |  | 8.1232 |  | 21.0298 | [5 empty] | #DIV/0! |  | 2.7636 | 0.573 |  | 1.9064 |  |  |  | NR | NR | NR |  | Color removal | 1 | NR | 22347 |  | PTAGL103 | PT_2022 | 60027 | 20120101 | PTAGL103tp01dcp01 | FALSE | 22718 | [5 empty] | 41.4119 | -8.3793 | FALSE | PD_Serzedelo II | FALSE | PT119 |  |  |  | TRUE | TRUE | NA | PT02AVE0126 |  | FW | PTRH2 |  | PTRH2 |  |  | PT_2022 | PT | 60027 | [10 empty] | TRUE | TRUE | FALSE | FALSE | FALSE | TRUE | TRUE | OD-A/O | TRUE |  |  |  | TRUE
https://www.bing.com/ck/a?!&&p=c69f99ed67ecb66458688bd225666d1d910334d1b60bbaa20c150b704880d5b4JmltdHM9MTc3MDk0MDgwMA&ptn=3&ver=2&hsh=4&fclid=27a8491b-f3e7-64ff-1d32-5d20f29065f3&psq=etar+de+ave+thesis&u=a1aHR0cHM6Ly9zaWdhcnJhLnVwLnB0L2ZldXAvcHQvcHViX2dlcmFsLnNob3dfZmlsZT9waV9kb2NfaWQ9MTU4MDc3 | PT | Análise da viabilidade económica da reutilização de águas residuais tratadas : o caso da ETAR do Ave |  | PT11A | PTAGL112tp01 | Ave | 257560 | high | 4560000 |  | OD-A2/O + FILT | FALSE | FALSE | TRUE | FALSE | FALSE | TRUE | TRUE | FALSE | TRUE | TRUE | TRUE | FALSE | FALSE | FALSE | 20120101 | P | 28.591 | 6.27 |  |  | 3793.08 |  |  | 99.2462 | FALSE | 262.0631 | 57.47 |  |  | 8860.74 |  |  | 97.0424 | P | ISCON |  |  |  |  | 41.367629 | -8.706176 |  | 148000 | 0.57462 | medium |  | TRUE | 261.2069 |  |  | 805.555 |  |  | 67.5743 |  | 57.2822 |  | 31.7636 |  |  | 121.18 |  |  | 73.7881 |  | 6.9657 | 0.60725 |  |  | 0.2886 |  |  | NR | NR | NR |  |  | 1 | NR | 22356 |  | PTAGL112 | PT_2022 | 60027 | 20120101 | PTAGL112pt01dcp01 | FALSE | 22727 | [5 empty] | 41.3686 | -8.7088 | FALSE | PD_Ave | FALSE | PT11A |  |  |  | TRUE | TRUE | NA | PT02AVE0129 |  | ES | PTRH2 |  | PTRH2 |  |  | PT_2022 | PT | 60027 | [10 empty] | TRUE | TRUE | FALSE | TRUE | FALSE | FALSE | FALSE | OD-A2/O | TRUE
https://www.bing.com/ck/a?!&&p=6c9baf8dd0adb4076f17c5a993100b0f6f2b9e4122640823fbe6cd786da0c8a1JmltdHM9MTc3MDg1NDQwMA&ptn=3&ver=2&hsh=4&fclid=27a8491b-f3e7-64ff-1d32-5d20f29065f3&psq=etar+de+Lordelo+thesis&u=a1aHR0cHM6Ly93d3cuZWliLm9yZy9maWxlcy9waXBlbGluZS8yMDA1MDEyNV9udHNfZXRhcl9sb3JkZWxvX2F2ZXMucGRm | PT | Tratamento – Tratave | https://www.bing.com/ck/a?!&&p=f89edd638739db48bba1d90d9ab471f083ac6e92d03981b9ae504b59282e4b34JmltdHM9MTc3MjU4MjQwMA&ptn=3&ver=2&hsh=4&fclid=27a8491b-f3e7-64ff-1d32-5d20f29065f3&psq=Lordelo+etar&u=a1aHR0cHM6Ly93d3cuZmNtLnB0L3Byb2pldG8vNTgvP2xhbmc9MQ | PT119 | PTAGL443tp01 | Lordelo | 286968 | high | 10242995 | PRIMARY SEDIMENTATION TANKS | BIOLOGICAL + FILT | TRUE | TRUE | TRUE | FALSE | TRUE | TRUE | TRUE | TRUE | TRUE | FALSE | FALSE | FALSE | FALSE | FALSE | 20120101 | P | 39.2371 | 3.8306 | [5 empty] | #DIV/0! | FALSE | 369.9763 | 36.1199 | [5 empty] | #DIV/0! | P | ISCON |  |  |  |  | 41.36767 | -8.37423 |  | 143400 | 0.49971 | low |  | FALSE | 51.211 | [5 empty] | #DIV/0! |  | 4.9996 |  | 14.541 | [5 empty] | #DIV/0! |  | 1.4196 |  |  | 0.65485 |  | 0.1812 |  | NR | NR | NR |  | Color removal by ozone | 1 | NR | 22666 |  | PTAGL443 | PT_2022 | 60027 | 20120101 | PTAGL443tp01dcp01 | FALSE | 23037 | [5 empty] | 41.3673 | -8.3775 | FALSE | PD_Lordelo Aves | FALSE | PT119 |  |  |  | TRUE | TRUE | NA | PT02AVE0130 |  | FW | PTRH2 |  | PTRH2 |  |  | PT_2022 | PT | 60027 | [10 empty] | TRUE | TRUE | FALSE | FALSE | FALSE | FALSE | TRUE | NA | TRUE
Águas de Lisboa e Vale do Tejo - Grupo Águas de Portugal | PT |  |  | PT187 | PT10032444 | Evora | 78601 | medium | 5007800 |  | CAS-BNR + CHEM P REMOVAL | TRUE | FALSE | TRUE | FALSE | TRUE | TRUE | FALSE | FALSE | TRUE | FALSE | FALSE | FALSE | FALSE | FALSE | 20050101 | P | [7 empty] | #DIV/0! | FALSE |  | 0 | [5 empty] | #DIV/0! | P | ISCON |  |  |  |  | 38.532266 | -7.916183 |  | 63600 | 0.80915 | medium |  | FALSE | [6 empty] | #DIV/0! | [9 empty] | #DIV/0! | [8 empty] | P | NR | P |  |  | 1 | NR | 22273 |  | PTAGL032 | PT_2022 | 60027 | 20050101 | PT10033780 | FALSE | 22629 | [5 empty] | 38.5304 | -7.9163 | FALSE | PD_Evora | FALSE | PT187 |  |  |  | TRUE | TRUE | CSA | PT06SAD1229 |  | FW | PTRH6 |  | PTRH6 |  | PTCM21 | PT_2022 | PT | 60027 | [10 empty] | TRUE | TRUE | FALSE | TRUE | FALSE | FALSE | FALSE | CAS-BNR | TRUE |  |  |  | TRUE
https://www.bing.com/ck/a?!&&p=f7010034a23be280cd33450894f9be323bf0b426fc59476f0bd0cb625cf0d1a4JmltdHM9MTc3MDUwODgwMA&ptn=3&ver=2&hsh=4&fclid=27a8491b-f3e7-64ff-1d32-5d20f29065f3&psq=thesis+on+etar+PT10032614%09Alcacer++do+Sal+Norte+(Nova+ETAR)+&u=a1aHR0cHM6Ly93d3cuYWdkYS5wdC9pbWFnZXMvc3Rvcmllcy9GbHllcl9FVEFSX2RlX0FsY2Nlcl92MV8xLnBkZg | PT | ETAR de Alcácer do Sal – Atlântinível |  | PT181 | PT10032614 | Alcacer do Sal Norte (Nova ETAR) | 10700 | medium | 949000 | PRIMARY SEDIMENTATION | OD | FALSE | FALSE | FALSE | FALSE | FALSE | TRUE | FALSE | FALSE | TRUE | FALSE | FALSE | FALSE | FALSE | FALSE | 20050101 | P |  |  |  |  | 2354.25 |  |  |  | FALSE |  |  |  |  | 4708.5 |  |  |  | P | ISCON |  |  |  |  | 38.39731 | -8.5324 |  | 10700 | 1 | high |  | FALSE |  |  |  | 511 | [9 empty] | 127.75 | [11 empty] | NR | NR | NR |  |  | 1 | NR | 22478 |  | PTAGL243 | PT_2022 | 60027 | 20050101 | PT10033738 | FALSE | 22849 | [5 empty] | 38.3943 | -8.5276 | FALSE | PD_Alcacer do Sal Norte | FALSE | PT181 |  |  |  | TRUE | TRUE | CSA | PT06SAD1219 |  | ES | PTRH6 |  | PTRH6 |  | PTCM18A | PT_2022 | PT | 60027 | [10 empty] | TRUE | TRUE | FALSE | FALSE | FALSE | FALSE | FALSE | OD | TRUE
| PT |  |  | PT16G | PT17001033 | Bacia Sul de Mangualde | 10000 | medium |  |  |  | TRUE | FALSE | TRUE | FALSE | FALSE | TRUE | FALSE | FALSE | TRUE | FALSE | FALSE | FALSE | FALSE | FALSE | 20050101 | F |  | #DIV/0! | [5 empty] | #DIV/0! | FALSE |  | #DIV/0! | [5 empty] | #DIV/0! | F | ISCON |  |  |  |  | 40.5836 | -7.76156 |  | 5000 | 0.5 |  |  | FALSE | [6 empty] | #DIV/0! |  | #DIV/0! | [7 empty] | #DIV/0! |  | #DIV/0! | [6 empty] | NR | NR | NR | WWTP was under renovation between September 2021 and March 2024 |  | 1 | NR | 22436 |  | PTAGL204 | PT_2022 | 60027 | 20050101 | PT17001056 | FALSE | 22807 | [5 empty] | 40.5834 | -7.761 | FALSE | PD_Bacia Sul de Mangualde | FALSE | PT16G |  |  |  | TRUE | TRUE | CSA | PT04MON0600 |  | FW | PTRH4A |  | PTRH4A |  | PTCM08 | PT_2022 | PT | 60027
dst s.a. ¦ WWTP Ruães | PT |  |  | PT112 | PT18066177 | Ruaes | 20000 | medium | 1095000 |  |  | FALSE | TRUE | TRUE | FALSE | TRUE | TRUE | TRUE | FALSE | TRUE | TRUE | TRUE | FALSE | FALSE | FALSE | 20070101 | P | [7 empty] | #DIV/0! | FALSE |  | 0 | [5 empty] | #DIV/0! | P | ISCON |  |  |  |  | 41.57975 | -8.48561 |  | 10000 | 0.5 |  |  | TRUE | [6 empty] | #DIV/0! | [9 empty] | #DIV/0! | [8 empty] | NR | NR | NR |  | NH4 Removal | 1 | NR | 22656 |  | PTAGL433 | PT_2022 | 60027 | 20070101 | PT20317420 | FALSE | 23027 | [5 empty] | 41.5807 | -8.4872 | FALSE | PD_Ruaes | FALSE | PT112 |  |  |  | TRUE | TRUE | CSA | PT02CAV0095 |  | FW | PTRH2 |  | PTRH2 |  | PTCM01 | PT_2022 | PT | 60027
| PT |  |  | PT11A | PT18096763 | Rio Ferreira | 35000 | medium |  |  |  | FALSE | FALSE | FALSE | FALSE | FALSE | TRUE | FALSE | FALSE | TRUE | FALSE | FALSE | FALSE | FALSE | FALSE | 20050101 | P |  | #DIV/0! | [5 empty] | #DIV/0! | FALSE |  | #DIV/0! | [5 empty] | #DIV/0! | P | ISCON |  |  |  |  | 41.127548 | -8.501215 |  | 16000 | 0.45714 | low |  | FALSE | [6 empty] | #DIV/0! |  | #DIV/0! | [7 empty] | #DIV/0! |  | #DIV/0! | [6 empty] | NR | NR | NR |  |  | 1 | NR | 22358 |  | PTAGL114 | PT_2022 | 60027 | 20050101 | PT20517394 | FALSE | 22729 | [5 empty] | 41.1271 | -8.5012 | FALSE | PD_Rio Ferreira | FALSE | PT11A |  |  |  | TRUE | TRUE | CSA | PT03DOU0399 |  | FW | PTRH3 |  | PTRH3 |  | PTCM28 | PT_2022 | PT | 60027 | [10 empty] | NA | NA | NA | NA | NA | NA | NA | NA | NA | NA | NA | NA | NA | NA | NA
| PT |  |  | PT16J | PT18147113 | Vilar Formoso | 10500 | medium |  |  |  | FALSE | FALSE | FALSE | FALSE | FALSE | TRUE | FALSE | FALSE | TRUE | FALSE | FALSE | FALSE | FALSE | FALSE | 20050101 | P |  | #DIV/0! | [5 empty] | #DIV/0! | FALSE |  | #DIV/0! | [5 empty] | #DIV/0! | P | ISCON |  |  |  |  | 40.61604 | -6.83053 |  | 9400 | 0.89524 | medium |  | FALSE | [6 empty] | #DIV/0! |  | #DIV/0! | [7 empty] | #DIV/0! |  | #DIV/0! | [6 empty] | NR | NR | NR |  |  | 1 | NR | 22394 |  | PTAGL160 | PT_2022 | 60027 | 20050101 | PT6001452 | FALSE | 22765 | [5 empty] | 40.6163 | -6.8316 | FALSE | PD_Vilar Formoso | FALSE | PT16J |  |  |  | TRUE | TRUE | CSA | PT03DOU0475N |  | FW | PTRH3 |  | PTRH3 |  | PTCM06A | PT_2022 | PT | 60027 | [10 empty] | NA | NA | NA | NA | NA | NA | NA | NA | NA | NA | NA | NA | NA | NA | NA
Águas de Lisboa e Vale do Tejo - Grupo Águas de Portugal | PT |  |  | PT16E | PT18265335 | Oliveira do Hospital | 17750 | medium | 958125 | PRIMARY SEDIMENTATION TANKS | CAS-A/O + CHEM P REMOVAL | TRUE | FALSE | TRUE | FALSE | TRUE | TRUE | FALSE | FALSE | TRUE | FALSE | FALSE | FALSE | FALSE | FALSE | 20050101 | P | [7 empty] | #DIV/0! | FALSE |  | 0 | [5 empty] | #DIV/0! | P | ISCON |  |  |  |  | 40.360211 | -7.872559 |  | 17700 | 0.99718 | high |  | FALSE | [6 empty] | #DIV/0! | [9 empty] | #DIV/0! | [8 empty] | P | NR | P |  |  | 1 | NR | 22453 |  | PTAGL218 | PT_2022 | 60027 | 20050101 | PT18256191 | FALSE | 22824 | [5 empty] | 40.36 | -7.8746 | FALSE | PD_Oliveira do Hospital | FALSE | PT16E |  |  |  | TRUE | TRUE | CSA | PT04MON0625 |  | FW | PTRH4A |  | PTRH4A |  | PTCM08 | PT_2022 | PT | 60027 | [10 empty] | TRUE | TRUE | FALSE | FALSE | FALSE | FALSE | FALSE | CAS-A/O | TRUE |  |  |  | TRUE
| PT |  |  | PT16I | PT18283643 | Vila Nova da Barquinha | 10793 | medium |  |  |  | FALSE | FALSE | FALSE | FALSE | FALSE | TRUE | FALSE | FALSE | TRUE | FALSE | FALSE | FALSE | FALSE | FALSE | 20050101 | P |  | #DIV/0! | [5 empty] | #DIV/0! | FALSE |  | #DIV/0! | [5 empty] | #DIV/0! | P | ISCON |  |  |  |  | 39.459109 | -8.45579 |  | 6000 | 0.55592 | medium |  | FALSE | [6 empty] | #DIV/0! |  | #DIV/0! | [7 empty] | #DIV/0! |  | #DIV/0! | [6 empty] | NR | NR | NR |  |  | 1 | NR | 22641 |  | PTAGL416 | PT_2022 | 60027 | 20050101 | PT18283695 | FALSE | 23012 | [5 empty] | 39.4593 | -8.4574 | FALSE | PD_Vila Nova da Barquinha | FALSE | PT16I |  |  |  | TRUE | TRUE | CSA | PT05TEJ0959 |  | FW | PTRH5A |  | PTRH5A |  | PTCM12A | PT_2022 | PT | 60027 | [10 empty] | NA | NA | NA | NA | NA | NA | NA | NA | NA | NA | NA | NA | NA | NA | NA
Águas do Ribatejo abre ETAR gigante para mostrar “tratamento eficiente de esgotos” - NOTICIAS DO RIBATEJO | PT |  |  | PT185 | PT18330268 | Almeirim/Alpiarca | 29342 | medium |  | ? | LAGOON | FALSE | FALSE | TRUE | FALSE | FALSE | TRUE | TRUE | FALSE | TRUE | TRUE | TRUE | FALSE | FALSE | FALSE | 20050101 | P |  | #DIV/0! | [5 empty] | #DIV/0! | FALSE |  | #DIV/0! | [5 empty] | #DIV/0! | P | ISCON |  |  |  |  | 39.2303 | -8.5857 |  | 29300 | 0.99857 | high |  | TRUE | [6 empty] | #DIV/0! |  | #DIV/0! | [7 empty] | #DIV/0! |  | #DIV/0! |  |  |  |  | 6.1346 |  | NR | NR | NR |  |  | 1 | NR | 22306 |  | PTAGL063 | PT_2022 | 60027 | 20050101 | PT18330244 | FALSE | 22662 | [5 empty] | 39.2404 | -8.5986 | FALSE | PD_Almeirim/Alpiarca | FALSE | PT185 |  |  |  | TRUE | TRUE | CSA | PT05TEJ0998 |  | FW | PTRH5A |  | PTRH5A |  | PTCM12A | PT_2022 | PT | 60027 | [10 empty] | NA | NA | NA | NA | NA | NA | NA | LAGOON | NA | NA | NA | NA | NA | NA | NA
Reabilitação da ETAR de Seiça inaugurada – Mais Ribatejo | PT |  |  | PT16I | PT18485884 | Seica | 16694 | medium |  | ? | CAS | FALSE | TRUE | TRUE | FALSE | FALSE | TRUE | FALSE | FALSE | TRUE | FALSE | FALSE | FALSE | FALSE | FALSE | 20050101 | P |  | #DIV/0! | [5 empty] | #DIV/0! | FALSE |  | #DIV/0! | [5 empty] | #DIV/0! | P | ISCON |  |  |  |  | 39.6862 | -8.456922 |  | 15400 | 0.92249 | high |  | FALSE | [6 empty] | #DIV/0! |  | #DIV/0! | [7 empty] | #DIV/0! |  | #DIV/0! | [6 empty] | NR | NR | NR |  | NH4 Removal | 1 | NR | 22326 |  | PTAGL079 | PT_2022 | 60027 | 20050101 | PT7054674 | FALSE | 22697 | [5 empty] | 39.6871 | -8.4559 | FALSE | PD_Seica | FALSE | PT16I |  |  |  | TRUE | TRUE | CSA | PT05TEJ0889 |  | FW | PTRH5A |  | PTRH5A |  | PTCM11 | PT_2022 | PT | 60027 | [10 empty] | NA | NA | NA | NA | NA | NA | NA | CAS | TRUE | NA | NA | NA | NA | NA | NA
| PT |  |  | PT185 | PT18527906 | Marinhais | 10884 | medium |  |  |  | FALSE | FALSE | TRUE | FALSE | FALSE | TRUE | TRUE | FALSE | TRUE | TRUE | TRUE | FALSE | FALSE | FALSE | 20050101 | P |  | #DIV/0! | [5 empty] | #DIV/0! | FALSE |  | #DIV/0! | [5 empty] | #DIV/0! | P | ISCON |  |  |  |  | 39.06562 | -8.74383 |  | 7900 | 0.72584 | medium |  | TRUE | [6 empty] | #DIV/0! |  | #DIV/0! | [7 empty] | #DIV/0! |  | #DIV/0! | [6 empty] | NR | NR | NR |  |  | 1 | NR | 22558 |  | PTAGL328 | PT_2022 | 60027 | 20050101 | PT7050956 | FALSE | 22929 | [5 empty] | 39.072 | -8.7498 | FALSE | PD_Marinhais | FALSE | PT185 |  |  |  | TRUE | TRUE | CSA | PT05TEJ1023 |  | FW | PTRH5A |  | PTRH5A |  | PTCM12A | PT_2022 | PT | 60027 | [10 empty] | NA | NA | NA | NA | NA | NA | NA | NA | NA | NA | NA | NA | NA | NA | NA
Etar de Mira-Minde - Aquanena | PT |  |  | PT16I | PT18550413 | Minde/Mira de Aire | 11994 | medium |  |  | OD | FALSE | FALSE | FALSE | FALSE | FALSE | TRUE | FALSE | FALSE | TRUE | FALSE | FALSE | FALSE | FALSE | FALSE | 20050101 | P |  | #DIV/0! | [5 empty] | #DIV/0! | FALSE |  | #DIV/0! | [5 empty] | #DIV/0! | P | ISCON |  |  |  |  | 39.529824 | -8.694706 |  | 11000 | 0.91713 | high |  | FALSE | [6 empty] | #DIV/0! |  | #DIV/0! | [7 empty] | #DIV/0! |  | #DIV/0! | [6 empty] | NR | NR | NR |  |  | 1 | NR | 22563 |  | PTAGL335 | PT_2022 | 60027 | 20050101 | PT18550400 | FALSE | 22934 | [5 empty] | 39.4855 | -8.6645 | FALSE | PD_Minde/Mira de Aire | FALSE | PT16I |  |  |  | TRUE | TRUE | CSA | PT05TEJ0970 |  | FW | PTRH5A |  | PTRH5A |  | PTCM12A | PT_2022 | PT | 60027 | [10 empty] | NA | NA | NA | TRUE | NA | NA | NA | OD | TRUE
| PT |  |  | PT16E | PT18714039 | S. Pedro | 25000 | medium |  |  |  | FALSE | FALSE | TRUE | FALSE | FALSE | TRUE | TRUE | TRUE | TRUE | FALSE | TRUE | FALSE | FALSE | FALSE | 20070101 | P |  | #DIV/0! | [5 empty] | #DIV/0! | TRUE |  | #DIV/0! | [5 empty] | #DIV/0! | P | ISCON |  |  |  |  | 40.135212 | -8.853962 |  | 25000 | 1 | high |  | FALSE | [6 empty] | #DIV/0! |  | #DIV/0! | [7 empty] | #DIV/0! |  | #DIV/0! | [6 empty] | NR | NR | NR |  |  | 1 | NR | 22661 |  | PTAGL438 | PT_2022 | 60027 | 20070101 | PT18714131 | FALSE | 23032 | [5 empty] | 40.1374 | -8.8537 | FALSE | PD_S. Pedro | FALSE | PT16E |  |  |  | TRUE | TRUE | CSA | PT04MON0682 |  | ES | PTRH4A |  | PTRH4A |  | PTCM10A | PT_2022 | PT | 60027 | [10 empty] | NA | NA | NA | NA | NA | NA | NA | NA | NA | NA | NA | NA | NA | NA | NA
https://www.bing.com/ck/a?!&&p=70c767df9b36965aea0c2ea458d991cb433137c14ae365e1cc62d12c84e34994JmltdHM9MTc3MDUwODgwMA&ptn=3&ver=2&hsh=4&fclid=27a8491b-f3e7-64ff-1d32-5d20f29065f3&psq=PT19244926%09Camara+de+Lobos+++++etar+wwtp+scheme+of+treatment&u=a1aHR0cHM6Ly9hcm0ucHQvd3AtY29udGVudC91cGxvYWRzLzIwMjIvMTAvTm92YS1FVEFSLUNhbWFyYS1kZS1Mb2Jvcy5wZGY | PT | Projeto e exploração de estações de tratamento de águas residuais (ETAR's): metodologia de dimensionamento, sua definição e inventariação relativa às estruturas da RAM |  | PT300 | PT19244926 | Camara de Lobos | 46000 | medium | 3139000 |  |  | FALSE | FALSE | FALSE | FALSE | FALSE | TRUE | FALSE | FALSE | FALSE | FALSE | FALSE | FALSE | FALSE | FALSE | 20050101 | P | [7 empty] | #DIV/0! | FALSE | [7 empty] | #DIV/0! | NR | ISCON |  |  |  |  | 32.647176 | -16.975833 |  | 25000 | 0.54348 | medium |  | FALSE | [6 empty] | #DIV/0! | [9 empty] | #DIV/0! | [8 empty] | NR | NR | NR |  |  | 1 | P | 22338 |  | PTAGL093 | PT_2022 | 60027 | 20050101 | PT19244912 | FALSE | 22709 | [5 empty] | 32.6387 | -16.9798 | FALSE | PD_Camara de Lobos | FALSE | PT300 |  |  |  | TRUE | TRUE | LSA | PTCOSTMADI2 |  | CW | PTRH10 |  | PTRH10 |  | PTLS08A | PT_2022 | PT | 60027 | [10 empty] | TRUE | TRUE | FALSE | TRUE | FALSE | FALSE | FALSE | FALSE | FALSE
https://dstsa.pt/portfolio-en-us/etar-de-palmeira-en-us/ | PT | https://www.bing.com/ck/a?!&&p=14b0c48f0632c4d9e7c3c1d906fa8cbbd9548fdd66215b91d82bc7849e7842dcJmltdHM9MTc3MDY4MTYwMA&ptn=3&ver=2&hsh=4&fclid=27a8491b-f3e7-64ff-1d32-5d20f29065f3&psq=Etar+de+Palmeira+thesis&u=a1aHR0cHM6Ly9zaWdhcnJhLnVwLnB0L2ZjdXAvcHQvcHViX2dlcmFsLnNob3dfZmlsZT9waV9kb2NfaWQ9NTI1Mjg |  | PT112 | PT2032096 | Palmeira | 32000 | medium | 2394400 | PRIMARY SEDIMENTATION TANKS | OD-A/O + FILT | TRUE | FALSE | TRUE | FALSE | TRUE | TRUE | TRUE | FALSE | TRUE | TRUE | TRUE | FALSE | FALSE | FALSE | 20070101 | P | 62.415 | 26.0671 |  |  | 650.43 |  |  | 90.404 | FALSE | 330.69 | 138.1098 |  |  | 1401.6 |  |  | 76.4062 | P | ISCON |  |  |  |  | 41.59848 | -8.44855 |  | 7000 | 0.21875 | low |  | TRUE | 35.405 |  |  | 116.8 |  |  | 69.6875 |  | 14.7866 |  |  |  |  | 23.36 | [11 empty] | NR | NR | NR |  |  | 1 | NR | 22655 |  | PTAGL432 | PT_2022 | 60027 | 20070101 | PT2033397 | FALSE | 23026 | [5 empty] | 41.5978 | -8.4487 | FALSE | PD_Palmeira | FALSE | PT112 |  |  |  | TRUE | TRUE | CSA | PT02CAV0095 |  | FW | PTRH2 |  | PTRH2 |  | PTCM01 | PT_2022 | PT | 60027 | [10 empty] | TRUE | TRUE | FALSE | FALSE | FALSE | FALSE | FALSE | OD-A/O | TRUE
Eficiência energética no setor do tratamento de água residual. Caso de estudo: ETAR de Santa Cita | PT |  |  | PT16I | PT20338468 | Santa Cita | 79800 | medium | 1814780 | PRIMARY SEDIMENTATION | OD-A/O | FALSE | TRUE | TRUE | FALSE | FALSE | TRUE | FALSE | FALSE | TRUE | FALSE | FALSE | FALSE | FALSE | FALSE | 20050101 | P |  |  |  |  | 808.475 |  |  |  | FALSE |  |  |  |  | 1658.925 |  |  |  | P | ISCON |  |  |  |  | 39.550404 | -8.397143 |  | 77000 | 0.96491 | high |  | FALSE |  |  |  | 175.2 | [9 empty] | 6.57 | [5 empty] | 1.4251 | [5 empty] | NR | NR | NR |  | NH4 Removal | 1 | NR | 22382 |  | PTAGL146 | PT_2022 | 60027 | 20050101 | PT20338605 | FALSE | 22753 | [5 empty] | 39.5492 | -8.398 | FALSE | PD_Santa Cita | FALSE | PT16I |  |  |  | TRUE | TRUE | CSA | PT05TEJ0923 |  | FW | PTRH5A |  | PTRH5A |  | PTCM11 | PT_2022 | PT | 60027 | [10 empty] | TRUE | TRUE | FALSE | FALSE | FALSE | FALSE | FALSE | OD-A/O | TRUE
| PT |  |  | PT111 | PT20424560 | Ponte de Lima | 20457 | medium |  |  |  | FALSE | FALSE | FALSE | FALSE | FALSE | TRUE | FALSE | FALSE | TRUE | FALSE | FALSE | FALSE | FALSE | FALSE | 20050101 | P |  | #DIV/0! | [5 empty] | #DIV/0! | FALSE |  | #DIV/0! | [5 empty] | #DIV/0! | P | ISCON |  |  |  |  | 41.76153 | -8.60478 |  | 19800 | 0.96788 | high |  | FALSE | [6 empty] | #DIV/0! |  | #DIV/0! | [7 empty] | #DIV/0! |  | #DIV/0! | [6 empty] | NR | NR | NR |  |  | 1 | NR | 22353 |  | PTAGL110 | PT_2022 | 60027 | 20050101 | PT20424124 | FALSE | 22724 | [5 empty] | 41.762 | -8.6026 | FALSE | PD_Ponte de Lima | FALSE | PT111 |  |  |  | TRUE | TRUE | CSA | PT01LIM0056 |  | ES | PTRH1 |  | PTRH1 |  | PTCM26 | PT_2022 | PT | 60027 | [10 empty] | NA | NA | NA | NA | NA | NA | NA | NA | NA | NA | NA | NA | NA | NA | NA
SIMDOURO | PT |  |  | PT11A | PT20441063 | Lever | 30000 | medium | 2555000 | PRIMARY SEDIMENTATION | OD | FALSE | FALSE | TRUE | FALSE | FALSE | TRUE | TRUE | FALSE | TRUE | TRUE | TRUE | FALSE | FALSE | FALSE | 20050101 | P | [7 empty] | #DIV/0! | FALSE | [7 empty] | #DIV/0! | P | ISCON |  |  |  |  | 41.060393 | -8.486297 |  | 25000 | 0.83333 | medium |  | TRUE | [6 empty] | #DIV/0! | [9 empty] | #DIV/0! | [8 empty] | NR | NR | NR |  |  | 1 | NR | 22378 |  | PTAGL139 | PT_2022 | 60027 | 20050101 | PT20451381 | FALSE | 22749 | [5 empty] | 41.0604 | -8.4869 | FALSE | PD_Lever | FALSE | PT11A |  |  |  | TRUE | TRUE | CSA | PT03DOU0408 |  | FW | PTRH3 |  | PTRH3 |  | PTCM29 | PT_2022 | PT | 60027 | [10 empty] | TRUE | TRUE | FALSE | FALSE | FALSE | FALSE | FALSE | OD | TRUE
| PT |  |  | PT11D | PT20470458 | Lamego | 19300 | medium |  |  |  | TRUE | FALSE | TRUE | FALSE | TRUE | TRUE | FALSE | FALSE | TRUE | TRUE | TRUE | FALSE | FALSE | FALSE | 20050101 | P |  | #DIV/0! | [5 empty] | #DIV/0! | FALSE |  | #DIV/0! | [5 empty] | #DIV/0! | P | ISCON |  |  |  |  | 41.097731 | -7.799214 |  | 19300 | 1 | high |  | FALSE | [6 empty] | #DIV/0! |  | #DIV/0! | [7 empty] | #DIV/0! |  | #DIV/0! | [6 empty] | P | NR | P |  |  | 1 | NR | 22270 |  | PTAGL024 | PT_2022 | 60027 | 20050101 | PT20529047 | FALSE | 22626 | [5 empty] | 41.0978 | -7.7983 | FALSE | PD_Lamego | FALSE | PT11D |  |  |  | TRUE | TRUE | CSA | PT03DOU0391 |  | FW | PTRH3 |  | PTRH3 |  | PTCM04 | PT_2022 | PT | 60027 | [10 empty] | NA | NA | NA | NA | NA | NA | NA | NA | NA | NA | NA | NA | NA | NA | NA
https://www.bing.com/ck/a?!&&p=0fbb135eb8236ef10023b277bfcd86ba7b654669a19b88eb4b4c04bb75e20bbdJmltdHM9MTc3MDUwODgwMA&ptn=3&ver=2&hsh=4&fclid=27a8491b-f3e7-64ff-1d32-5d20f29065f3&psq=thesis+on+etar+Sao+Pedro&u=a1aHR0cHM6Ly9pY29ubGluZS5pcGxlaXJpYS5wdC9iaXRzdHJlYW1zL2I2NGJiNWJiLWQxNmItNDU1Ny1iNWEzLTE5ZDM4NTljZTliNi9kb3dubG9hZA | PT |  |  | PT16I | PT20657518 | Fatima | 33120 | medium | 745794 | PRIMARY SEDIMENTATION | OD | FALSE | TRUE | TRUE | FALSE | FALSE | TRUE | TRUE | FALSE | TRUE | TRUE | TRUE | FALSE | FALSE | FALSE | 20050101 | P | [7 empty] | #DIV/0! | FALSE | [7 empty] | #DIV/0! | P | ISCON |  |  |  |  | 39.594 | -8.60218 |  | 33100 | 0.9994 | high |  | TRUE | [6 empty] | #DIV/0! | [9 empty] | #DIV/0! | [8 empty] | NR | NR | NR |  | NH4 Removal | 1 | NR | 22320 |  | PTAGL074 | PT_2022 | 60027 | 20050101 | PT20739041 | FALSE | 22691 | [5 empty] | 39.5944 | -8.602 | FALSE | PD_Fatima | FALSE | PT16I |  |  |  | TRUE | TRUE | CSA | PT05TEJ0923 |  | FW | PTRH5A |  | PTRH5A |  | PTCM11 | PT_2022 | PT | 60027 | [10 empty] | TRUE | TRUE | FALSE | FALSE | FALSE | FALSE | FALSE | OD | TRUE
Refurbishment and Expansion of the Funchal Wastewater Treatment Plant 2nd Phase - Primary Treatment Plant ¦ TPF | PT | ETAR do Funchal 2ª Fase - Estação de tratamento primário ¦ Kohesio |  | PT300 | PT20797512 | Funchal | 140000 | medium |  |  |  | FALSE | FALSE | FALSE | FALSE | FALSE | TRUE | FALSE | FALSE | FALSE | FALSE | FALSE | FALSE | FALSE | FALSE | 20050101 | F |  | #DIV/0! | [5 empty] | #DIV/0! | FALSE |  | #DIV/0! | [5 empty] | #DIV/0! | NR | ISCON |  |  |  |  | 32.637252 | -16.929226 |  | 100000 | 0.71429 | medium |  | FALSE | 376.8597 | [5 empty] | #DIV/0! |  | #DIV/0! |  | 38.9855 | [5 empty] | #DIV/0! |  | #DIV/0! | [6 empty] | NR | NR | NR | TP has only preliminary treatment .The effluent is released into the sea by outfall. TP is under renovation for primary treatment |  | 1 | F | 22339 |  | PTAGL094 | PT_2022 | 60027 | 20050101 | PT20798529 | FALSE | 22710 | [5 empty] | 32.6299 | -16.9261 | FALSE | PD_Funchal | FALSE | PT300 |  |  |  | TRUE | TRUE | LSA | PTCOSTMADI2 |  | CW | PTRH10 |  | PTRH10 |  | PTLS08A | PT_2022 | PT | 60027 | [10 empty] | TRUE | TRUE | FALSE | TRUE | FALSE | FALSE | FALSE | FALSE | FALSE
Projeto e exploração de estações de tratamento de águas residuais (ETAR's): metodologia de dimensionamento, sua definição e inventariação relativa às estruturas da RAM | PT |  |  | PT300 | PT20803373 | Canico | 27000 | medium |  |  |  | FALSE | FALSE | FALSE | FALSE | FALSE | TRUE | FALSE | FALSE | FALSE | FALSE | FALSE | FALSE | FALSE | FALSE | 20050101 | F |  | #DIV/0! | [5 empty] | #DIV/0! | FALSE |  | #DIV/0! | [5 empty] | #DIV/0! | NR | ISCON |  |  |  |  | 32.643253 | -16.830944 |  | 27000 | 1 | high |  | FALSE | [6 empty] | #DIV/0! |  | #DIV/0! | [7 empty] | #DIV/0! |  | #DIV/0! | [6 empty] | NR | NR | NR | TP has only preliminary treatment. The effluent is released into the sea by outfall. |  | 1 | F | 22649 |  | PTAGL425 | PT_2022 | 60027 | 20050101 | PT20803464 | FALSE | 23020 | [5 empty] | 32.6371 | -16.8257 | FALSE | PD_Canico | FALSE | PT300 |  |  |  | TRUE | TRUE | LSA | PTCOSTMADI2 |  | CW | PTRH10 |  | PTRH10 |  | PTLS08A | PT_2022 | PT | 60027 | [10 empty] | NA | NA | NA | NA | NA | NA | NA | NA | NA | NA | NA | NA | NA | NA | NA
Lagoínha ¦ SIMARSUL | PT |  |  | PT170 | PT20916814 | Lagoinha | 30600 | medium | 2792250 | ? | OD | FALSE | FALSE | TRUE | FALSE | FALSE | TRUE | FALSE | FALSE | TRUE | TRUE | TRUE | FALSE | FALSE | FALSE | 20050101 | P | [7 empty] | #DIV/0! | FALSE | [7 empty] | #DIV/0! | P | ISCON |  |  |  |  | 38.607022 | -8.915608 |  | 20500 | 0.66993 | medium |  | FALSE | [6 empty] | #DIV/0! | [9 empty] | #DIV/0! | [8 empty] | NR | NR | NR |  |  | 1 | NR | 22327 |  | PTAGL080 | PT_2022 | 60027 | 20050101 | PT23053929 | FALSE | 22698 | [5 empty] | 38.6064 | -8.916 | FALSE | PD_Lagoinha (Nova) | FALSE | PT170 |  |  |  | TRUE | TRUE | CSA | PT05TEJ1138 |  | FW | PTRH5A |  | PTRH5A |  | PTCM15A | PT_2022 | PT | 60027 | [10 empty] | NA | NA | NA | NA | NA | NA | NA | OD | TRUE
| PT |  |  | PT11D | PT20956958 | Peso da Regua | 25000 | medium |  |  |  | TRUE | FALSE | TRUE | FALSE | TRUE | TRUE | FALSE | FALSE | TRUE | TRUE | TRUE | FALSE | FALSE | FALSE | 20050101 | P |  | #DIV/0! | [5 empty] | #DIV/0! | FALSE |  | #DIV/0! | [5 empty] | #DIV/0! | P | ISCON |  |  |  |  | 41.14821 | -7.81624 |  | 21000 | 0.84 | medium |  | FALSE | [6 empty] | #DIV/0! |  | #DIV/0! | [7 empty] | #DIV/0! |  | #DIV/0! | [6 empty] | P | NR | P |  |  | 1 | NR | 22352 |  | PTAGL109 | PT_2022 | 60027 | 20050101 | PT20973458 | FALSE | 22723 | [5 empty] | 41.1474 | -7.8171 | FALSE | PD_Peso da Regua | FALSE | PT11D |  |  |  | TRUE | TRUE | CSA | PT03DOU0401 |  | FW | PTRH3 |  | PTRH3 |  | PTCM04 | PT_2022 | PT | 60027 | [10 empty] | NA | NA | NA | NA | NA | NA | NA | NA | NA | NA | NA | NA | NA | NA | NA
https://www.bing.com/ck/a?!&&p=262ec0cd511728f6be3e74bc93c5dbd62af1a603e3d07f7b78caadbf875bb45dJmltdHM9MTc3MDUwODgwMA&ptn=3&ver=2&hsh=4&fclid=27a8491b-f3e7-64ff-1d32-5d20f29065f3&psq=Frederico+Jorge+Telo+Rasquilha+Disserta%c3%a7%c3%a3o+Elvas&u=a1aHR0cHM6Ly9ydW4udW5sLnB0L2JpdHN0cmVhbS8xMDM2Mi80MTQ0LzEvUmFzcXVpbGhhXzIwMTAucGRm | PT |  |  | PT186 | PT21402998 | Elvas | 19000 | medium | 1361450 | PRIMARY SEDIMENTATION TANKS | CAS-BNR + CHEM P REMOVAL + FILT | TRUE | FALSE | TRUE | FALSE | TRUE | TRUE | TRUE | FALSE | TRUE | TRUE | TRUE | FALSE | FALSE | TRUE | 20050101 | P |  | 0 | [5 empty] | #DIV/0! | FALSE | [7 empty] | #DIV/0! | P | ISCON |  |  |  |  | 38.87671 | -7.14219 |  | 17000 | 0.89474 | medium |  | TRUE | [6 empty] | #DIV/0! | [9 empty] | #DIV/0! | [8 empty] | F | NR | P |  |  | 1 | NR | 22254 |  | PTAGL002 | PT_2022 | 60027 | 20050101 | PT8033951 | FALSE | 22681 | [5 empty] | 38.8745 | -7.1302 | FALSE | PD_Elvas | FALSE | PT186 |  |  |  | TRUE | TRUE | CSA | PT07GUA1427 |  | FW | PTRH7 |  | PTRH7 |  | PTCM20A | PT_2022 | PT | 60027 | [10 empty] | TRUE | TRUE | FALSE | FALSE | FALSE | FALSE | FALSE | CAS-BNR | TRUE |  |  |  | TRUE
Remoção da carga orgânica afluente à ETAR de Tolosa por coagulação-floculação química | PT |  |  | PT186 | PT21404072 | Tolosa | 15000 | medium | 82490 |  | CAS + LAGOON | FALSE | FALSE | FALSE | FALSE | FALSE | TRUE | FALSE | FALSE | TRUE | FALSE | FALSE | FALSE | FALSE | FALSE | 20050101 | P |  | 0 |  |  | 233.6 |  |  |  | FALSE |  |  |  |  | 576.7 |  |  |  | P | ISCON |  |  |  |  | 39.4218342415 | -7.7233321815 |  | 8000 | 0.53333 | medium |  | FALSE |  |  |  | 12.775 | [9 empty] | 3.285 | [11 empty] | NR | NR | NR |  |  | 1 | NR | 22622 |  | PTAGL398 | PT_2022 | 60027 | 20050101 | PT7033883 | FALSE | 22993 | [5 empty] | 39.422 | -7.7246 | FALSE | PD_Tolosa | FALSE | PT186 |  |  |  | TRUE | TRUE | CSA | PT05TEJ0961 |  | FW | PTRH5A |  | PTRH5A |  | PTCM32 | PT_2022 | PT | 60027 | [10 empty] | TRUE | TRUE | FALSE | TRUE | FALSE | FALSE | FALSE | CAS + LAGOON | TRUE
Projeto e exploração de estações de tratamento de águas residuais (ETAR's): metodologia de dimensionamento, sua definição e inventariação relativa às estruturas da RAM | PT |  |  | PT300 | PT21506918 | Machico | 16500 | medium |  |  | BIOFILTER | FALSE | FALSE | FALSE | FALSE | FALSE | TRUE | FALSE | FALSE | FALSE | FALSE | FALSE | FALSE | FALSE | FALSE | 20050101 | NR |  | #DIV/0! | [5 empty] | #DIV/0! | FALSE |  | #DIV/0! | [5 empty] | #DIV/0! | NR | ISCON |  |  |  |  | 32.718736 | -16.758963 |  | 9500 | 0.57576 | medium |  | FALSE | [6 empty] | #DIV/0! |  | #DIV/0! | [7 empty] | #DIV/0! |  | #DIV/0! | [6 empty] | NR | NR | NR | TP has only preliminary treatment . Load < 10.000 discharging into coastal water (appropriate treatment). |  | 1 | NR | 22650 |  | PTAGL426 | PT_2022 | 60027 | 20050101 | PT21583549 | FALSE | 23021 | [5 empty] | 32.7208 | -16.7556 | FALSE | PD_Machico | FALSE | PT300 |  |  |  | TRUE | TRUE | LSA | PTCOSTMADI2 |  | CW | PTRH10 |  | PTRH10 |  | PTLS08A | PT_2022 | PT | 60027 | [10 empty] | TRUE | TRUE | TRUE | FALSE | FALSE | FALSE | FALSE | BIOFILTER | FALSE
ETAR de Almargem ¦ Águas do Algarve | PT |  |  | PT150 | PT21516921 | Almargem | 48152 | medium | 4453000 | PRIMARY SEDIMENTATION | OD-A/O | FALSE | FALSE | TRUE | FALSE | FALSE | TRUE | FALSE | FALSE | TRUE | TRUE | TRUE | FALSE | FALSE | FALSE | 20050101 | P | [7 empty] | #DIV/0! | FALSE | [7 empty] | #DIV/0! | P | ISCON |  |  |  |  | 37.1400855776 | -7.6112840127 |  | 48000 | 0.99684 | high |  | FALSE | [6 empty] | #DIV/0! | [9 empty] | #DIV/0! | [8 empty] | NR | NR | NR |  |  | 1 | NR | 22256 |  | PTAGL007 | PT_2022 | 60027 | 20050101 | PT21517427 | FALSE | 22683 | [5 empty] | 37.1382 | -7.6155 | FALSE | PD_Almargem | FALSE | PT150 |  |  |  | TRUE | TRUE | CSA | PT08RF5 |  | ES | PTRH8 |  | PTRH8 |  | PTCM25A | PT_2022 | PT | 60027 | [10 empty] | TRUE | TRUE | FALSE | FALSE | FALSE | FALSE | FALSE | OD-A/O | TRUE
Águas de Lisboa e Vale do Tejo - Grupo Águas de Portugal | PT |  |  | PT16J | PT21828981 | Seia | 21156 | medium | 1103030 | PRIMARY SEDIMENTATION TANKS | OD-(A/O?) + CHEM P REMOVAL + FILT | TRUE | FALSE | TRUE | FALSE | TRUE | TRUE | FALSE | FALSE | TRUE | TRUE | TRUE | FALSE | FALSE | FALSE | 20050101 | P | [7 empty] | #DIV/0! | FALSE | [7 empty] | #DIV/0! | P | ISCON |  |  |  |  | 40.431594 | -7.720881 |  | 15500 | 0.73265 | medium |  | FALSE | [6 empty] | #DIV/0! | [9 empty] | #DIV/0! | [8 empty] | P | NR | P |  |  | 1 | NR | 22465 |  | PTAGL230 | PT_2022 | 60027 | 20050101 | PT18275378 | FALSE | 22836 | [5 empty] | 40.4327 | -7.7218 | FALSE | PD_Seia | FALSE | PT16J |  |  |  | TRUE | TRUE | CSA | PT04MON0614 |  | FW | PTRH4A |  | PTRH4A |  | PTCM08 | PT_2022 | PT | 60027 | [10 empty] | TRUE | TRUE | FALSE | FALSE | FALSE | FALSE | FALSE | OD-A/O | TRUE |  |  |  | TRUE
https://www.bing.com/ck/a?!&&p=f0cd1d91d700e66180473d610eb123c467bbf156ca415b32885538fa5c47eaafJmltdHM9MTc3MDY4MTYwMA&ptn=3&ver=2&hsh=4&fclid=27a8491b-f3e7-64ff-1d32-5d20f29065f3&psq=Etar+de+Albufeira+Poente++thesis&u=a1aHR0cHM6Ly93d3cuZWliLm9yZy9maWxlcy9waXBlbGluZS8yMDA1MDEyNV9udHNfZXRhcl9wb2VudGVfZGVfYWxidWZlaXJhLnBkZg | PT | ETAR de Albufeira Poente ¦ Águas do Algarve |  | PT150 | PT22833765 | Albufeira Poente | 133900 | medium | 10263435 | PRIMARY SEDIMENTATION TANKS | CAS-A/O + CHEM P REMOVAL + FILT | TRUE | FALSE | TRUE | FALSE | TRUE | TRUE | FALSE | FALSE | TRUE | TRUE | TRUE | FALSE | FALSE | FALSE | 20050101 | P | 2.8726 | 0.27989 | [5 empty] | #DIV/0! | FALSE | 13.8932 | 1.3537 | [5 empty] | #DIV/0! | P | ISCON |  |  |  |  | 37.1156094724 | -8.3160865094 |  | 129000 | 0.96341 | high |  | FALSE | 17.5807 | [5 empty] | #DIV/0! |  | 1.7129 |  | 1.087 | [5 empty] | #DIV/0! |  | 0.10591 | [6 empty] | P | NR | P |  |  | 1 | NR | 22279 |  | PTAGL037 | PT_2022 | 60027 | 20050101 | PT22833775 | FALSE | 22634 | [5 empty] | 37.1156 | -8.3186 | FALSE | PD_Ribeira de Espiche_Albufeira.Poente | FALSE | PT150 |  |  |  | TRUE | TRUE | CSA | PT08RDA1704 |  | FW | PTRH8 |  | PTRH8 |  | PTCM24 | PT_2022 | PT | 60027 | [10 empty] | TRUE | TRUE | FALSE | FALSE | FALSE | FALSE | FALSE | CAS-A/O | TRUE |  |  |  | TRUE
| PT |  |  | PT11A | PT24037674 | Fiaes /S. Jorge | 46000 | medium |  |  |  | FALSE | FALSE | FALSE | FALSE | FALSE | TRUE | FALSE | FALSE | TRUE | FALSE | FALSE | FALSE | FALSE | FALSE | 20050101 | P |  | #DIV/0! | [5 empty] | #DIV/0! | FALSE |  | #DIV/0! | [5 empty] | #DIV/0! | P | ISCON |  |  |  |  | 40.99645 | -8.51165 |  | 46000 | 1 | high |  | FALSE | [6 empty] | #DIV/0! |  | #DIV/0! | [7 empty] | #DIV/0! |  | #DIV/0! | [6 empty] | NR | NR | NR |  |  | 1 | NR | 22287 |  | PTAGL046 | PT_2022 | 60027 | 20050101 | PT24037676 | FALSE | 22643 | [5 empty] | 40.9962 | -8.5104 | FALSE | PD_Fiaes | FALSE | PT11A |  |  |  | TRUE | TRUE | CSA | PT03DOU0408 |  | FW | PTRH3 |  | PTRH3 |  | PTCM29 | PT_2022 | PT | 60027 | [10 empty] | NA | NA | NA | NA | NA | NA | NA | NA | NA | NA | NA | NA | NA | NA | NA
ETAR Viana do Castelo - OMATAPALO | PT |  |  | PT111 | PT3001051 | Viana do Castelo - zona industrial | 53300 | medium |  | CAS + OD |  | FALSE | FALSE | TRUE | FALSE | FALSE | TRUE | FALSE | FALSE | TRUE | TRUE | TRUE | FALSE | FALSE | FALSE | 20050101 | P |  | #DIV/0! | [5 empty] | #DIV/0! | FALSE |  | #DIV/0! | [5 empty] | #DIV/0! | P | ISCON |  |  |  |  | 41.660773 | -8.806964 |  | 42000 | 0.78799 | medium |  | FALSE | [6 empty] | #DIV/0! |  | #DIV/0! | [7 empty] | #DIV/0! |  | #DIV/0! | [6 empty] | NR | NR | NR |  |  | 1 | NR | 22365 |  | PTAGL122 | PT_2022 | 60027 | 20050101 | PT3001053 | FALSE | 22736 | [5 empty] | 41.6622 | -8.8174 | FALSE | PD_Viana do Castelo - zona industrial | FALSE | PT111 |  |  |  | TRUE | TRUE | CSA | PT01LIM0058 |  | FW | PTRH1 |  | PTRH1 |  | PTCM26 | PT_2022 | PT | 60027 | [10 empty] | NA | NA | NA | TRUE | FALSE | FALSE | FALSE | CAS + OD | TRUE
| PT |  |  | PT11C | PT6032423 | Arreigada | 16000 | medium |  |  |  | TRUE | FALSE | TRUE | FALSE | FALSE | TRUE | FALSE | FALSE | TRUE | FALSE | FALSE | FALSE | TRUE | FALSE | 20050101 | F |  | #DIV/0! | [5 empty] | #DIV/0! | FALSE |  | #DIV/0! | [5 empty] | #DIV/0! | F | ISCON |  |  |  |  | 41.24803 | -8.40057 |  | 14500 | 0.90625 |  |  | FALSE | [6 empty] | #DIV/0! |  | #DIV/0! | [7 empty] | #DIV/0! |  | #DIV/0! | [6 empty] | NR | NR | NR |  |  | 1 | NR | 22375 |  | PTAGL136 | PT_2022 | 60027 | 20050101 | PT6033726 | FALSE | 22746 | [5 empty] | 41.2478 | -8.4012 | FALSE | PD_Arreigada | FALSE | PT11C |  |  |  | TRUE | TRUE | CSA | PT03DOU0327 |  | FW | PTRH3 |  | PTRH3 |  | PTCM28 | PT_2022 | PT | 60027
| PT |  |  | PT11D | PT6080598 | Vila Real | 84321 | medium |  |  |  | TRUE | FALSE | TRUE | FALSE | TRUE | TRUE | FALSE | FALSE | TRUE | TRUE | TRUE | FALSE | FALSE | FALSE | 20050101 | P |  | #DIV/0! | [5 empty] | #DIV/0! | FALSE |  | #DIV/0! | [5 empty] | #DIV/0! | P | ISCON |  |  |  |  | 41.29176 | -7.74979 |  | 84300 | 0.99975 | high |  | FALSE | [6 empty] | #DIV/0! |  | #DIV/0! | [7 empty] | #DIV/0! |  | #DIV/0! | [6 empty] | F | NR | F |  |  | 1 | NR | 22366 |  | PTAGL123 | PT_2022 | 60027 | 20050101 | PT6080601 | FALSE | 22737 | [5 empty] | 41.2863 | -7.75 | FALSE | PD_Vila Real | FALSE | PT11D |  |  |  | TRUE | TRUE | CSA | PT03DOU0359 |  | FW | PTRH3 |  | PTRH3 |  | PTCM04 | PT_2022 | PT | 60027 | [10 empty] | NA | NA | NA | NA | NA | NA | NA | NA | NA | NA | NA | NA | NA | NA | NA
| PT |  |  | PT11C | PT6082276 | Vila Mea | 12771 | medium |  |  |  | TRUE | FALSE | TRUE | FALSE | TRUE | TRUE | FALSE | FALSE | TRUE | TRUE | TRUE | FALSE | FALSE | FALSE | 20050101 | P |  | #DIV/0! | [5 empty] | #DIV/0! | FALSE |  | #DIV/0! | [5 empty] | #DIV/0! | P | ISCON |  |  |  |  | 41.241407 | -8.17668 |  | 12700 | 0.99444 | high |  | FALSE | [6 empty] | #DIV/0! |  | #DIV/0! | [7 empty] | #DIV/0! |  | #DIV/0! | [6 empty] | P | NR | P |  |  | 1 | NR | 22640 |  | PTAGL415 | PT_2022 | 60027 | 20050101 | PT6082277 | FALSE | 23011 | [5 empty] | 41.2411 | -8.1765 | FALSE | PD_Vila Mea | FALSE | PT11C |  |  |  | TRUE | TRUE | CSA | PT03DOU0334 |  | FW | PTRH3 |  | PTRH3 |  | PTCM03A | PT_2022 | PT | 60027 | [10 empty] | NA | NA | NA | NA | NA | NA | NA | NA | NA | NA | NA | NA | NA | NA | NA
| PT |  |  | PT16J | PT6083470 | S. Miguel | 40000 | medium |  |  |  | TRUE | FALSE | TRUE | FALSE | TRUE | TRUE | FALSE | FALSE | TRUE | FALSE | FALSE | FALSE | FALSE | FALSE | 20050101 | P |  | #DIV/0! | [5 empty] | #DIV/0! | FALSE |  | #DIV/0! | [5 empty] | #DIV/0! | P | ISCON |  |  |  |  | 40.545207 | -7.237152 |  | 40000 | 1 | high |  | FALSE | [6 empty] | #DIV/0! |  | #DIV/0! | [7 empty] | #DIV/0! |  | #DIV/0! | [6 empty] | P | NR | P |  |  | 1 | NR | 22297 |  | PTAGL053 | PT_2022 | 60027 | 20050101 | PT6083471 | FALSE | 22653 | [5 empty] | 40.5429 | -7.236 | FALSE | PD_S. Miguel | FALSE | PT16J |  |  |  | TRUE | TRUE | CSA | PT03DOU0493 |  | FW | PTRH3 |  | PTRH3 |  | PTCM06A | PT_2022 | PT | 60027 | [10 empty] | NA | NA | NA | NA | NA | NA | NA | NA | NA | NA | NA | NA | NA | NA | NA
https://www.bing.com/ck/a?!&&p=86b6afd97b2bc860a9ea7d14b0fa3cf8aa20365e8df94843ddf4acfbc1ae61adJmltdHM9MTc3MjIzNjgwMA&ptn=3&ver=2&hsh=4&fclid=27a8491b-f3e7-64ff-1d32-5d20f29065f3&psq=AN%c3%81LISE+COMPARATIVA+DE+SISTEMAS+DE+DESIDRATA%c3%87%c3%83O+PARA+ETAR+CASO+DE+ESTUDO%3a+CENTR%c3%8dFUGAS+VERSUS+FILTROS+BANDA&u=a1aHR0cHM6Ly9ydW4udW5sLnB0L2JpdHN0cmVhbS8xMDM2Mi83NTA2LzEvUmFtb3NfMjAxMS5wZGY | PT |  |  | PT16F | PT7031862 | Pedrogao Grande | 26686 | medium |  | PRIMARY AND SECONDARY SEDIMENTATION TANKS | CAS + LAGOON | TRUE | FALSE | TRUE | FALSE | TRUE | TRUE | FALSE | FALSE | TRUE | TRUE | TRUE | FALSE | FALSE | FALSE | 20050101 | P |  | #DIV/0! | [5 empty] | #DIV/0! | FALSE |  | #DIV/0! | [5 empty] | #DIV/0! | P | ISCON |  |  |  |  | 39.906944 | -8.142288 |  | 26400 | 0.98928 | high |  | FALSE | [6 empty] | #DIV/0! |  | #DIV/0! | [7 empty] | #DIV/0! |  | #DIV/0! | [6 empty] | NR | NR | NR |  |  | 1 | NR | 22299 |  | PTAGL056 | PT_2022 | 60027 | 20050101 | PT7033165 | FALSE | 22655 | [5 empty] | 39.9065 | -8.1421 | FALSE | PD_Pedrogao Grande | FALSE | PT16F |  |  |  | TRUE | TRUE | CSA | PT05TEJ0850A |  | FW | PTRH5A |  | PTRH5A |  | PTCM30 | PT_2022 | PT | 60027 | [10 empty] | TRUE | TRUE | TRUE | FALSE | FALSE | TRUE | FALSE | CAS + LAGOON | FALSE
| PT |  |  | PT186 | PT7032546 | Ponte de Sor | 16081 | medium |  |  |  | FALSE | FALSE | FALSE | FALSE | FALSE | TRUE | FALSE | FALSE | TRUE | FALSE | FALSE | FALSE | FALSE | FALSE | 20050101 | P |  | #DIV/0! | [5 empty] | #DIV/0! | FALSE |  | #DIV/0! | [5 empty] | #DIV/0! | P | ISCON |  |  |  |  | 39.21224 | -8.03951 |  | 11500 | 0.71513 | medium |  | FALSE | [6 empty] | #DIV/0! |  | #DIV/0! | [7 empty] | #DIV/0! |  | #DIV/0! | [6 empty] | NR | NR | NR |  |  | 1 | NR | 22590 |  | PTAGL362 | PT_2022 | 60027 | 20050101 | PT7033886 | FALSE | 22961 | [5 empty] | 39.2122 | -8.0392 | FALSE | PD_Ponte de Sor | FALSE | PT186 |  |  |  | TRUE | TRUE | CSA | PT05TEJ0992 |  | FW | PTRH5A |  | PTRH5A |  | PTCM32 | PT_2022 | PT | 60027 | [10 empty] | NA | NA | NA | NA | NA | NA | NA | NA | NA | NA | NA | NA | NA | NA | NA
Repositório Aberto da Universidade do Porto: A directiva ATEX 137 em saneamento básico | PT |  |  | PT170 | PT7032800 | Fernao Ferro | 32700 | medium |  |  | OD-A/O | FALSE | FALSE | TRUE | FALSE | FALSE | TRUE | FALSE | FALSE | TRUE | TRUE | TRUE | FALSE | FALSE | FALSE | 20050101 | P |  | #DIV/0! | [5 empty] | #DIV/0! | FALSE |  | #DIV/0! | [5 empty] | #DIV/0! | P | ISCON |  |  |  |  | 38.595013 | -9.108336 |  | 16100 | 0.49235 | low |  | FALSE | [6 empty] | #DIV/0! |  | #DIV/0! | [7 empty] | #DIV/0! |  | #DIV/0! | [6 empty] | NR | NR | NR |  |  | 1 | NR | 22266 |  | PTAGL020 | PT_2022 | 60027 | 20050101 | PT7034224 | FALSE | 22676 | [5 empty] | 38.595 | -9.108 | FALSE | PD_Fernao Ferro | FALSE | PT170 |  |  |  | TRUE | TRUE | CSA | PT05TEJ1148A |  | FW | PTRH5A |  | PTRH5A |  | PTCM15A | PT_2022 | PT | 60027 | [10 empty] | TRUE | TRUE | FALSE | TRUE | FALSE | FALSE | FALSE | OD-A/O | TRUE
| PT |  |  | PT170 | PT7032804 | Aires | 10000 | medium |  |  |  | TRUE | FALSE | TRUE | FALSE | FALSE | TRUE | FALSE | FALSE | TRUE | TRUE | TRUE | FALSE | FALSE | FALSE | 20050101 | P |  | #DIV/0! | [5 empty] | #DIV/0! | FALSE |  | #DIV/0! | [5 empty] | #DIV/0! | P | ISCON |  |  |  |  | 38.56629 | -8.870603 |  | 6700 | 0.67 | medium |  | FALSE | [6 empty] | #DIV/0! |  | #DIV/0! | [7 empty] | #DIV/0! |  | #DIV/0! | [6 empty] | NR | NR | NR |  |  | 1 | NR | 22476 |  | PTAGL241 | PT_2022 | 60027 | 20050101 | PT7034228 | FALSE | 22847 | [5 empty] | 38.568 | -8.8696 | FALSE | PD_Aires | FALSE | PT170 |  |  |  | TRUE | TRUE | CSA | PT06SAD1198 |  | FW | PTRH6 |  | PTRH6 |  | PTCM17 | PT_2022 | PT | 60027
https://www.bing.com/ck/a?!&&p=e02624c1530fe79a978da2839d7da031d27dde2227ae8b8326d3b1d99d418e07JmltdHM9MTc3MDUwODgwMA&ptn=3&ver=2&hsh=4&fclid=27a8491b-f3e7-64ff-1d32-5d20f29065f3&psq=thesis+on+Etar+Ruaes&u=a1aHR0cHM6Ly9ydW4udW5sLnB0L2JpdHN0cmVhbS8xMDM2Mi8xNTE3NDkvMS9GZXJuYW5kZXNfMjAyMS5wZGY | PT | Pinhal Novo ¦ SIMARSUL | Repositório Aberto da Universidade do Porto: A directiva ATEX 137 em saneamento básico | PT170 | PT7032809 | Pinhal Novo | 24000 | medium | 1003750 |  | OD-A/O + LAGOON | FALSE | FALSE | TRUE | FALSE | FALSE | TRUE | TRUE | TRUE | TRUE | TRUE | TRUE | FALSE | FALSE | FALSE | 20050101 | F | [7 empty] | #DIV/0! | FALSE | 91.25 | 90.9091 |  |  | 525.235 |  |  | 82.6268 | F | ISCON |  |  |  |  | 38.652444 | -8.877905 |  | 24000 | 1 | high |  | FALSE | 40.15 |  |  | 79.205 |  |  | 49.3088 |  | 40 |  | 7.0263 |  |  | 63 |  |  | 88.8472 |  | 7 | [6 empty] | NR | NR | NR | TP will be rehabilitated |  | 1 | NR | 22329 |  | PTAGL082 | PT_2022 | 60027 | 20050101 | PT7034233 | FALSE | 22700 | [5 empty] | 38.6532 | -8.8794 | FALSE | PD_Pinhal Novo | FALSE | PT170 |  |  |  | TRUE | TRUE | CSA | PT05TEJ1138 |  | FW | PTRH5A |  | PTRH5A |  | PTCM15A | PT_2022 | PT | 60027 | [10 empty] | FALSE | FALSE | FALSE | TRUE | FALSE | TRUE | FALSE | OD-A/O + LAGOON | TRUE
| PT |  |  | PT16I | PT7032890 | Torres Novas | 34931 | medium |  |  |  | FALSE | FALSE | TRUE | FALSE | TRUE | TRUE | FALSE | FALSE | TRUE | FALSE | FALSE | FALSE | FALSE | FALSE | 20050101 | P |  | #DIV/0! | [5 empty] | #DIV/0! | FALSE |  | #DIV/0! | [5 empty] | #DIV/0! | P | ISCON |  |  |  |  | 39.457066 | -8.531322 |  | 32800 | 0.93899 | high |  | FALSE | [6 empty] | #DIV/0! |  | #DIV/0! | [7 empty] | #DIV/0! |  | #DIV/0! | [6 empty] | NR | NR | NR |  |  | 1 | NR | 22335 |  | PTAGL090 | PT_2022 | 60027 | 20050101 | PT7034315 | FALSE | 22706 | [5 empty] | 39.4555 | -8.5315 | FALSE | PD_Torres Novas | FALSE | PT16I |  |  |  | TRUE | TRUE | CSA | PT05TEJ0968 |  | FW | PTRH5A |  | PTRH5A |  | PTCM12A | PT_2022 | PT | 60027
| PT |  |  | PT16I | PT7032891 | Lapas | 10300 | medium |  |  |  | FALSE | FALSE | FALSE | FALSE | FALSE | TRUE | FALSE | FALSE | TRUE | FALSE | FALSE | FALSE | FALSE | FALSE | 20050101 | P |  | #DIV/0! | [5 empty] | #DIV/0! | FALSE |  | #DIV/0! | [5 empty] | #DIV/0! | P | ISCON |  |  |  |  | 39.49087 | -8.56459 |  | 5500 | 0.53398 | medium |  | FALSE | [6 empty] | #DIV/0! |  | #DIV/0! | [7 empty] | #DIV/0! |  | #DIV/0! | [6 empty] | NR | NR | NR |  |  | 1 | NR | 22550 |  | PTAGL320 | PT_2022 | 60027 | 20050101 | PT7034316 | FALSE | 22921 | [5 empty] | 39.4923 | -8.5652 | FALSE | PD_Lapas | FALSE | PT16I |  |  |  | TRUE | TRUE | CSA | PT05TEJ0968 |  | FW | PTRH5A |  | PTRH5A |  | PTCM12A | PT_2022 | PT | 60027 | [10 empty] | NA | NA | NA | NA | NA | NA | NA | NA | NA | NA | NA | NA | NA | NA | NA
https://www.bing.com/ck/a?!&&p=e05bf90c2a3f6a362af27f8805cd66601cd50e7737e0d360320b073f6d0a006fJmltdHM9MTc3MjQ5NjAwMA&ptn=3&ver=2&hsh=4&fclid=27a8491b-f3e7-64ff-1d32-5d20f29065f3&psq=PT16B%09PT7032915%09Carregado+etar+wtwp+thesis&u=a1aHR0cHM6Ly9mZW5peC50ZWNuaWNvLnVsaXNib2EucHQvZG93bmxvYWRGaWxlLzE2ODkyNDQ5OTcyNTgxOTUvVGVzZV9DYXRhcmluYUR1YXJ0ZS5wZGY | PT |  |  | PT16B | PT7032915 | Carregado | 20000 | medium |  |  | UASB + CAS | FALSE | FALSE | FALSE | FALSE | FALSE | TRUE | FALSE | FALSE | TRUE | FALSE | FALSE | FALSE | FALSE | FALSE | 20050101 | P |  | #DIV/0! | [5 empty] | #DIV/0! | FALSE |  | #DIV/0! | [5 empty] | #DIV/0! | P | ISCON |  |  |  |  | 39.026023 | -8.961225 |  | 11000 | 0.55 | medium |  | FALSE | [6 empty] | #DIV/0! |  | #DIV/0! | [7 empty] | #DIV/0! |  | #DIV/0! | [6 empty] | NR | NR | NR |  |  | 1 | NR | 22367 |  | PTAGL124 | PT_2022 | 60027 | 20050101 | PT7034328 | FALSE | 22738 | [5 empty] | 39.0266 | -8.9614 | FALSE | PD_Carregado | FALSE | PT16B |  |  |  | TRUE | TRUE | CSA | PT05TEJ1075A1 |  | ES | PTRH5A |  | PTRH5A |  | PTCM15A | PT_2022 | PT | 60027 | [10 empty] | TRUE | TRUE | FALSE | TRUE | FALSE | FALSE | FALSE | UASB + CAS | TRUE
Águas de Lisboa e Vale do Tejo - Grupo Águas de Portugal | PT | https://www.bing.com/ck/a?!&&p=a556956e4d3eccf65b6d6423ccbbea66a8b2b9ac1ce0c69ae2115e45bc68c374JmltdHM9MTc3MjQ5NjAwMA&ptn=3&ver=2&hsh=4&fclid=27a8491b-f3e7-64ff-1d32-5d20f29065f3&psq=Portalegre+folheto+etar&u=a1aHR0cHM6Ly9pc3N1dS5jb20vZXBhbC5saXNib2EvZG9jcy9mb2xoZXRvX2V0YXJfcG9ydGFsZWdyZV8yMDIx |  | PT186 | PT7053940 | Portalegre | 48600 | medium |  | PRIMARY SEDIMENTATION TANKS | OD-A/O + FILT | TRUE | FALSE | TRUE | FALSE | TRUE | TRUE | FALSE | FALSE | TRUE | FALSE | FALSE | FALSE | FALSE | FALSE | 20050101 | P |  | #DIV/0! | [5 empty] | #DIV/0! | FALSE |  | #DIV/0! | [5 empty] | #DIV/0! | P | ISCON |  |  |  |  | 39.2540322851 | -7.460582 |  | 31700 | 0.65226 | medium |  | FALSE | [6 empty] | #DIV/0! |  | #DIV/0! | [7 empty] | #DIV/0! |  | #DIV/0! | [6 empty] | P | NR | P |  |  | 1 | NR | 22276 |  | PTAGL035 | PT_2022 | 60027 | 20050101 | PT7050574 | FALSE | 22632 | [5 empty] | 39.2544 | -7.461 | FALSE | PD_Portalegre | FALSE | PT186 |  |  |  | TRUE | TRUE | CSA | PT05TEJ0982 |  | FW | PTRH5A |  | PTRH5A |  | PTCM19 | PT_2022 | PT | 60027 | [10 empty] | TRUE | TRUE | FALSE | FALSE | FALSE | FALSE | FALSE | OD-A/O | TRUE
https://www.bing.com/ck/a?!&&p=e47fe42f6ba631431ef0c46575e3060a3c1ec3a67ca580a0646c8d75b55a480bJmltdHM9MTc3MjQ5NjAwMA&ptn=3&ver=2&hsh=4&fclid=27a8491b-f3e7-64ff-1d32-5d20f29065f3&psq=Estudo+da+Efici%c3%aancia+da+ETAR+da+Zona+Industrial+da+AutoEuropa+por+An%c3%a1lise+Biol%c3%b3gica+Ana+Rita+Gomes+Francisco&u=a1aHR0cHM6Ly9ydW4udW5sLnB0L2JpdHN0cmVhbS8xMDM2Mi8xNDM5LzEvRnJhbmNpc2NvXzIwMDgucGRm | PT |  |  | PT170 | PT7054638 | Palmela/Auto Europa | 50000 | medium |  |  | CAS-A/O | FALSE | FALSE | TRUE | FALSE | FALSE | TRUE | TRUE | FALSE | TRUE | TRUE | TRUE | FALSE | FALSE | FALSE | 20050101 | P |  | #DIV/0! | [5 empty] | #DIV/0! | FALSE |  | #DIV/0! | [5 empty] | #DIV/0! | P | ISCON |  |  |  |  | 38.59869 | -8.99354 |  | 21000 | 0.42 | low |  | TRUE | [6 empty] | #DIV/0! |  | #DIV/0! | [7 empty] | #DIV/0! |  | #DIV/0! | [6 empty] | NR | NR | NR |  |  | 1 | NR | 22265 |  | PTAGL019 | PT_2022 | 60027 | 20050101 | PT7054639 | FALSE | 22675 | [5 empty] | 38.5983 | -8.9946 | FALSE | PD_Palmela/Auto Europa | FALSE | PT170 |  |  |  | TRUE | TRUE | CSA | PT05TEJ1144A |  | FW | PTRH5A |  | PTRH5A |  | PTCM15A | PT_2022 | PT | 60027 | [10 empty] | TRUE | TRUE | FALSE | TRUE | FALSE | FALSE | FALSE | CAS-A/O | TRUE
| PT |  |  | PT16I | PT7055446 | Riachos | 16137 | medium |  |  |  | FALSE | FALSE | TRUE | FALSE | TRUE | TRUE | FALSE | FALSE | TRUE | FALSE | FALSE | FALSE | FALSE | FALSE | 20050101 | P |  | #DIV/0! | [5 empty] | #DIV/0! | FALSE |  | #DIV/0! | [5 empty] | #DIV/0! | P | ISCON |  |  |  |  | 39.420199 | -8.509238 |  | 14500 | 0.89856 | medium |  | FALSE | [6 empty] | #DIV/0! |  | #DIV/0! | [7 empty] | #DIV/0! |  | #DIV/0! | [6 empty] | NR | NR | NR |  |  | 1 | NR | 22602 |  | PTAGL376 | PT_2022 | 60027 | 20050101 | PT7055419 | FALSE | 22973 | [5 empty] | 39.4184 | -8.5197 | FALSE | PD_Riachos | FALSE | PT16I |  |  |  | TRUE | TRUE | CSA | PT05TEJ0968 |  | FW | PTRH5A |  | PTRH5A |  | PTCM12A | PT_2022 | PT | 60027
Seixalinho ¦ SIMARSUL | PT | ETAR do Seixalinho: Tratamento de Águas ¦ PDF ¦ Tratamento de esgoto ¦ Saneamento |  | PT170 | PT720916829 | Seixalinho | 48000 | medium | 5256000 | PRIMARY AND SECONDARY SEDIMENTATION | ANOXIC SELECTOR + SBR + LAGOON | FALSE | FALSE | TRUE | FALSE | FALSE | TRUE | FALSE | FALSE | TRUE | TRUE | TRUE | FALSE | FALSE | FALSE | 20050101 | P | [7 empty] | #DIV/0! | FALSE |  | 0 | [5 empty] | #DIV/0! | P | ISCON |  |  |  |  | 38.703343 | -9.00023 |  | 42350 | 0.88229 | medium |  | FALSE | [6 empty] | #DIV/0! | [9 empty] | #DIV/0! | [8 empty] | NR | NR | NR |  |  | 1 | NR | 22263 |  | PTAGL018 | PT_2022 | 60027 | 20050101 | PT18002182 | FALSE | 22690 | [5 empty] | 38.7021 | -9.0024 | FALSE | PD_Seixalinho | FALSE | PT170 |  |  |  | TRUE | TRUE | CSA | PT05TEJ1139A |  | ES | PTRH5A |  | PTRH5A |  | PTCM15A | PT_2022 | PT | 60027 | [10 empty] | TRUE | TRUE | FALSE | FALSE | FALSE | TRUE | FALSE | ANOX + SBR + LAGOON | FALSE
ETAR de Faro Noroeste ¦ Águas do Algarve | PT |  |  | PT150 | PT9032939 | Faro-Noroeste | 44530 | medium |  | PRIMARY SEDIMENTATION | OD-A/O | FALSE | FALSE | TRUE | FALSE | FALSE | TRUE | FALSE | FALSE | TRUE | TRUE | TRUE | FALSE | FALSE | FALSE | 20050101 | P |  | #DIV/0! | [5 empty] | #DIV/0! | FALSE |  | #DIV/0! | [5 empty] | #DIV/0! | P | ISCON |  |  |  |  | 37.017696559 | -7.958347 |  | 44500 | 0.99933 | high |  | FALSE | [6 empty] | #DIV/0! |  | #DIV/0! | [7 empty] | #DIV/0! |  | #DIV/0! | [6 empty] | NR | NR | NR |  |  | 1 | NR | 22733 |  | PTAGL508 | PT_2022 | 60027 | 20050101 | PT9034352 | FALSE | 23104 | [5 empty] | 37.0168 | -7.9571 | FALSE | PD_Faro-Noroeste | FALSE | PT150 |  |  |  | TRUE | TRUE | CSA | PT08RF2 |  | ES | PTRH8 |  | PTRH8 |  | PTCM25A | PT_2022 | PT | 60027 | [10 empty] | TRUE | TRUE | FALSE | FALSE | FALSE | FALSE | FALSE | OD-A/O | TRUE
https://www.bing.com/ck/a?!&&p=6e409f5166c095fe4ffe98cee64d53e7cdac4bb23571c6d6c988d0c852ffc74fJmltdHM9MTc3MDUwODgwMA&ptn=3&ver=2&hsh=4&fclid=27a8491b-f3e7-64ff-1d32-5d20f29065f3&psq=AN%c3%81LISE+DE+DESEMPENHO+DE+ESTA%c3%87%c3%95ES+DE+TRATAMENTO+DE+%c3%81GUAS+RESIDUAIS+RECORRENDO+A+UM+MODELO+DE+METABOLISMO+Rodrigo+Ribeiro+Rego&u=a1aHR0cHM6Ly9mZW5peC50ZWNuaWNvLnVsaXNib2EucHQvZG93bmxvYWRGaWxlLzM5NTE0NDUyMzc2My9EaXNzZXJ0YSVDMyVBNyVDMyVBM28ucGRm | PT |  |  | PT150 | PT9032964 | Quinta do Lago | 27000 | medium | 1765980 | ? | OD (MEDIUM CHARGE)-A/O + CHEM P REMOVAL | TRUE | FALSE | TRUE | FALSE | TRUE | TRUE | FALSE | FALSE | TRUE | TRUE | TRUE | FALSE | FALSE | FALSE | 20050101 | P | [7 empty] | #DIV/0! | FALSE | [7 empty] | #DIV/0! | P | ISCON |  |  |  |  | 37.038237 | -8.009039 |  | 27000 | 1 | high |  | FALSE | [6 empty] | 80 | [9 empty] | 50 |  |  | 0.98 | 0.06445 | 1.1908 |  |  |  | NR | NR | NR |  |  | 1 | NR | 22255 |  | PTAGL004 | PT_2022 | 60027 | 20050101 | PT9034378 | FALSE | 22682 | [5 empty] | 37.0379 | -8.0081 | FALSE | PD_Quinta do Lago | FALSE | PT150 |  |  |  | TRUE | TRUE | CSA | PT08RF1 |  | FW | PTRH8 |  | PTRH8 |  | PTCM25A | PT_2022 | PT | 60027 | [10 empty] | NA | NA | NA | NA | NA | NA | NA | OD-A/O | NA |  |  |  | TRUE
| PT |  |  | PT187 | PT999726 | Reguengos de Monsaraz | 11050 | medium |  |  |  | TRUE | FALSE | TRUE | FALSE | TRUE | TRUE | FALSE | FALSE | TRUE | TRUE | TRUE | FALSE | FALSE | FALSE | 20050101 | P |  | #DIV/0! | [5 empty] | #DIV/0! | FALSE |  | #DIV/0! | [5 empty] | #DIV/0! | P | ISCON |  |  |  |  | 38.423669 | -7.496272 |  | 8700 | 0.78733 | medium |  | FALSE | [6 empty] | #DIV/0! |  | #DIV/0! | [7 empty] | #DIV/0! |  | #DIV/0! | [6 empty] | NR | NR | NR |  |  | 1 | NR | 22599 |  | PTAGL373 | PT_2022 | 60027 | 20050101 | PT8040701 | FALSE | 22970 | [5 empty] | 38.425 | -7.4966 | FALSE | PD_Reguengos de Monsaraz | FALSE | PT187 |  |  |  | TRUE | TRUE | CSA | PT07GUA1474 |  | FW | PTRH7 |  | PTRH7 |  | PTCM20A | PT_2022 | PT | 60027
Avaliação de risco de reutilização da água tratada da ETAR Viseu Sul para usos de rega e afins | PT |  |  | PT16G | PTAGL014tp01 | Viseu Sul | 90000 | medium | 7378110 | PRIMARY SEDIMENTATION TANKS; SECONDARY SEDIMENTATION TANKS | CAS-A/O + CHEM P REMOVAL + FILT | TRUE | FALSE | TRUE | FALSE | TRUE | TRUE | TRUE | FALSE | TRUE | FALSE | FALSE | FALSE | FALSE | FALSE | 20160101 | P | 29.5124 | 4 |  |  | 813.8793 |  |  | 96.3739 | FALSE | 86.9879 | 11.79 |  |  | 2288.3208 |  |  | 96.1986 | P | ISCON |  |  |  |  | 40.598873 | -7.980774 |  | 73900 | 0.82111 | medium |  | TRUE | 63.1566 |  |  | 331.1296 |  |  | 80.9269 |  | 8.56 |  | 6.5665 |  |  | 44.7113 |  |  | 85.3135 |  | 0.89 | [6 empty] | P | NR | P |  |  | 1 | NR | 22260 |  | PTAGL014 | PT_2022 | 60027 | 20160101 | PTAGL014tp01dcp01 | FALSE | 22687 | [5 empty] | 40.5973 | -7.983 | FALSE | PD_Viseu Sul | FALSE | PT16G |  |  |  | TRUE | TRUE | CSA | PT04MON0590 |  | FW | PTRH4A |  | PTRH4A |  | PTCM08 | PT_2022 | PT | 60027 | [10 empty] | TRUE | TRUE | FALSE | FALSE | FALSE | TRUE | FALSE | CAS-A/O-MBR | FALSE |  |  | TRUE | TRUE
ETAR inaugurada pela Ministra do Ambiente | PT |  |  | PT11B | PTAGL023tp01 | Chaves | 57748 | medium | 6205000 |  |  | TRUE | FALSE | TRUE | FALSE | TRUE | TRUE | FALSE | FALSE | TRUE | TRUE | TRUE | FALSE | FALSE | FALSE | 20120101 | P | [7 empty] | #DIV/0! | FALSE |  | 0 | [6 empty] | P | ISCON |  |  |  |  | 41.71908 | -7.50058 |  | 57700 | 0.99917 | high |  | FALSE | [8 empty] | 0 | [7 empty] | #DIV/0! |  | 0 | [6 empty] | P | NR | P |  |  | 1 | NR | 22269 |  | PTAGL023 | PT_2022 | 60027 | 20120101 | PTAGL023tp01dcp01 | FALSE | 22625 | [5 empty] | 41.7179 | -7.5006 | FALSE | PD_Chaves | FALSE | PT11B |  |  |  | TRUE | TRUE | CSA | PT03DOU0226NA1 |  | FW | PTRH3 |  | PTRH3 |  | PTCM03A | PT_2022 | PT | 60027 | [10 empty] | NA | NA | NA | NA | NA | NA | NA | NA | NA | NA | NA | NA | NA | NA | NA
Águas de Lisboa e Vale do Tejo - Grupo Águas de Portugal | PT |  |  | PT16H | PTAGL047tp01 | Castelo Branco | 95565 | medium | 7694930 |  | SEDIPAC + OD-A/O + CHEM P REMOVAL + FILT | TRUE | FALSE | TRUE | FALSE | TRUE | TRUE | FALSE | FALSE | TRUE | FALSE | FALSE | FALSE | FALSE | FALSE | 20140101 | P | [7 empty] | #DIV/0! | FALSE |  | 0 | [6 empty] | P | ISCON |  |  |  |  | 39.83111 | -7.5252 |  | 92500 | 0.96793 | high |  | FALSE | [6 empty] | #DIV/0! |  | 0 | [7 empty] | #DIV/0! |  | 0 | [6 empty] | P | NR | P |  |  | 1 | NR | 22288 |  | PTAGL047 | PT_2022 | 60027 | 20140101 | PTAGL047tp01dcp01 | FALSE | 22644 | [5 empty] | 39.8311 | -7.5252 | FALSE | PD_Castelo Branco | FALSE | PT16H |  |  |  | TRUE | TRUE | CSA | PT05TEJ0859 |  | FW | PTRH5A |  | PTRH5A |  | PTCM09A | PT_2022 | PT | 60027 | [10 empty] | TRUE | FALSE | FALSE | FALSE | TRUE | FALSE | FALSE | OD-A/O | TRUE |  |  |  | TRUE
ETAR DO ENTRONCAMENTO – Factor Ambiente | PT | ETAR do Entroncamento ¦ afaplan |  | PT16I | PTAGL072tp01 | Entroncamento | 25000 | medium |  | PRIMARY SEDIMENTATION | OD-BNR | FALSE | FALSE | FALSE | FALSE | FALSE | TRUE | FALSE | FALSE | TRUE | FALSE | FALSE | FALSE | FALSE | FALSE | 20161231 | P |  | #DIV/0! | [5 empty] | #DIV/0! | FALSE |  | #DIV/0! | [6 empty] | P | ISCON |  |  |  |  | 39.445128 | -8.474516 |  | 23400 | 0.936 | high |  | FALSE | [8 empty] | #DIV/0! | [7 empty] | #DIV/0! |  | #DIV/0! | [6 empty] | NR | NR | NR |  |  | 1 | NR | 22318 |  | PTAGL072 | PT_2022 | 60027 | 20161231 | PTAGL072tp01dcp01 | FALSE | 22677 | [5 empty] | 39.4516 | -8.4642 | FALSE | PD_Entroncamento | FALSE | PT16I |  |  |  | TRUE | TRUE | CSA | PT05TEJ0959 |  | FW | PTRH5A |  | PTRH5A |  | PTCM12A | PT_2022 | PT | 60027 | [10 empty] | TRUE | TRUE | FALSE | FALSE | FALSE | FALSE | FALSE | OD-BNR | TRUE
Repositório Aberto da Universidade do Porto: Digestão Anaeróbia: co-digestão de óleos, gorduras e lactosoro na ETAR do Sousa e ETAR de Ponte da Baia | PT |  |  | PT11C | PTAGL133tp01 | Ponte da Baia/Tamega | 45130 | medium | 1784485 |  | OD-A/O + FILT | TRUE | FALSE | TRUE | FALSE | TRUE | TRUE | TRUE | FALSE | TRUE | TRUE | TRUE | FALSE | FALSE | FALSE | 20140101 | P |  | 0 | [5 empty] | #DIV/0! | FALSE |  | 0 | [6 empty] | P | ISCON |  |  |  |  | 41.227442 | -8.118975 |  | 22500 | 0.49856 | low |  | TRUE | [6 empty] | #DIV/0! |  | 0 | [7 empty] | #DIV/0! |  | 0 | 0.50665 | [5 empty] | P | NR | P |  |  | 1 | NR | 22372 |  | PTAGL133 | PT_2022 | 60027 | 20140101 | PTAGL133tp01dcp01 | FALSE | 22743 | [5 empty] | 41.2268 | -8.1198 | FALSE | PD_Ponte da Baia | FALSE | PT11C |  |  |  | TRUE | TRUE | CSA | PT03DOU0393 |  | FW | PTRH3 |  | PTRH3 |  | PTCM03A | PT_2022 | PT | 60027 | [10 empty] | TRUE | TRUE | FALSE | TRUE | FALSE | FALSE | FALSE | OD-A/O | TRUE
| PT |  |  | PT16G | PTAGL215tp01 | Nelas III | 14633 | medium |  |  |  | TRUE | FALSE | TRUE | FALSE | TRUE | TRUE | FALSE | FALSE | TRUE | TRUE | TRUE | FALSE | FALSE | FALSE | 20220101 | P |  | #DIV/0! | [5 empty] | #DIV/0! | TRUE |  | #DIV/0! | [6 empty] | P | ISCON |  |  |  |  | 40.531714 | -7.880665 |  | 14600 | 0.99774 | high |  | FALSE | [8 empty] | #DIV/0! | [7 empty] | #DIV/0! |  | #DIV/0! | [6 empty] | P | NR | F | New TP became operational in April 2021 |  | 1 | NR | 22448 |  | PTAGL215 | PT_2022 | 60027 | 20220101 | PTAGL215tp01dcp01 | FALSE | 22819 | [5 empty] | 40.5293 | -7.8817 | FALSE | PD_Nelas III | FALSE | PT16G |  |  |  | TRUE | TRUE | CSA | PT04MON0605 |  | FW | PTRH4A |  | PTRH4A |  | PTCM08 | PT_2022 | PT | 60027 | [10 empty] | NA | NA | NA | NA | NA | NA | NA | NA | NA | NA | NA | NA | NA | NA | NA
dst s.a. ¦ Cávado-Homem WWTP | PT |  |  | PT112 | PTAGL451tp01 | Cavado/Homem | 49891 | medium | 2780205 |  |  | FALSE | TRUE | TRUE | FALSE | TRUE | TRUE | TRUE | FALSE | TRUE | TRUE | TRUE | FALSE | FALSE | FALSE | 20140101 | P | [7 empty] | #DIV/0! | FALSE |  | 0 | [6 empty] | P | ISCON |  |  |  |  | 41.59799 | -8.491032 |  | 28500 | 0.57125 | medium |  | TRUE | [8 empty] | 0 | [9 empty] | 0 | [6 empty] | NR | NR | NR |  | NH4 Removal | 1 | NR | 22674 |  | PTAGL451 | PT_2022 | 60027 | 20140101 | PTAGL451tp01dcp01 | FALSE | 23045 | [5 empty] | 41.5928 | -8.4939 | FALSE | PD_Cavado_Homem | FALSE | PT112 |  |  |  | TRUE | TRUE | CSA | PT02CAV0095 |  | FW | PTRH2 |  | PTRH2 |  | PTCM01 | PT_2022 | PT | 60027
Solução inovadora instalada pela INDAQUA Feira produz energia solar na ETAR de Argoncilhe – AEPSA | PT |  |  | PT11A | PTAGL484tp01 | Argoncilhe | 17147 | medium |  | ? | OD | FALSE | FALSE | FALSE | FALSE | FALSE | TRUE | FALSE | FALSE | TRUE | FALSE | FALSE | FALSE | FALSE | FALSE | 20140101 | P |  | #DIV/0! | [5 empty] | #DIV/0! | FALSE |  | #DIV/0! | [6 empty] | P | ISCON |  |  |  |  | 41.025678 | -8.523445 |  | 13900 | 0.81064 | medium |  | FALSE | [8 empty] | #DIV/0! | [9 empty] | #DIV/0! | [6 empty] | NR | NR | NR |  |  | 1 | NR | 22708 |  | PTAGL484 | PT_2022 | 60027 | 20140101 | PTAGL484tp01dcp01 | FALSE | 23079 | [5 empty] | 41.0255 | -8.523 | FALSE | PD_Argoncilhe | FALSE | PT11A |  |  |  | TRUE | TRUE | CSA | PT03DOU0408 |  | FW | PTRH3 |  | PTRH3 |  | PTCM29 | PT_2022 | PT | 60027 | [10 empty] | NA | NA | NA | NA | NA | NA | NA | OD | NA
Fábrica de Água de Santa Cruz vai receber investimento de 7,4M€ em obras de Beneficiação ¦ Águas do Tejo Atlântico | PT | Projeto e exploração de estações de tratamento de águas residuais (ETAR's): metodologia de dimensionamento, sua definição e inventariação relativa às estruturas da RAM |  | PT300 | PTAGL497tp01 | Santa Cruz | 13615 | medium |  |  | CAS | FALSE | FALSE | FALSE | FALSE | FALSE | TRUE | FALSE | FALSE | FALSE | FALSE | FALSE | FALSE | FALSE | FALSE | 20160101 | NR |  | #DIV/0! | [5 empty] | #DIV/0! | FALSE |  | #DIV/0! | [6 empty] | NR | ISCON |  |  |  |  | 32.6884416667 | -16.7866666667 |  | 5500 | 0.40397 | low |  | FALSE | [8 empty] | #DIV/0! | [9 empty] | #DIV/0! | [6 empty] | NR | NR | NR | TP has only preliminary treatment . Load < 10.000 discharging into coastal waters (appropriate treatment). |  | 1 | NR | 22721 |  | PTAGL497 | PT_2022 | 60027 | 20160101 | PTAGL497tp01dcp01 | FALSE | 23092 | [5 empty] | 32.6835 | -16.7858 | FALSE | PD_Santa Cruz | FALSE | PT300 |  |  |  | TRUE | TRUE | LSA | PTCOSTMADI2 |  | CW | PTRH10 |  | PTRH10 |  | PTLS08A | PT_2022 | PT | 60027 | [10 empty] | TRUE | TRUE | FALSE | TRUE | FALSE | FALSE | FALSE | CAS | TRUE
https://www.bing.com/ck/a?!&&p=1b4a7000d86f78ff9a28818e9aa5a93005655b339406764dfe2c56b610375368JmltdHM9MTc3MDUwODgwMA&ptn=3&ver=2&hsh=4&fclid=27a8491b-f3e7-64ff-1d32-5d20f29065f3&psq=PTAGL498tp01%09Ribeira+Brava++etar+wwtp+scheme+of+treatment&u=a1aHR0cDovL3Rlc3RlLnNldGgucHQvYWRtaW5pc3RyYXRvci9jb21wb25lbnRzL2NvbV9wb3J0Zm9saW8vZG9jdW1lbnRvcy8xZGRjZmM2MWQxMjY5MWEyMGI0MGEzZmE0Y2RkNGI1Ni1FVEFSLVJpYmVpcmFCcmF2YS1QVC1FTkcucGRm | PT | Projeto e exploração de estações de tratamento de águas residuais (ETAR's): metodologia de dimensionamento, sua definição e inventariação relativa às estruturas da RAM |  | PT300 | PTAGL498tp01 | Ribeira Brava | 16500 | medium |  | PRIMARY SEDIMENTATION | SBR | FALSE | FALSE | FALSE | FALSE | FALSE | TRUE | FALSE | FALSE | FALSE | FALSE | FALSE | FALSE | FALSE | FALSE | 20160101 | NR |  | #DIV/0! | [5 empty] | #DIV/0! | FALSE |  | #DIV/0! | [6 empty] | NR | ISCON |  |  |  |  | 32.677105 | -17.077986 |  | 2500 | 0.15152 | low |  | FALSE | [8 empty] | #DIV/0! | [9 empty] | #DIV/0! | [6 empty] | NR | NR | NR | TP has only preliminary treatment . Load < 10.000 discharging into coastal waters (appropriate treatment). |  | 1 | NR | 22722 |  | PTAGL498 | PT_2022 | 60027 | 20160101 | PTAGL498tp01dcp01 | FALSE | 23093 | [5 empty] | 32.6768 | -17.0789 | FALSE | PD_Ribeira Brava | FALSE | PT300 |  |  |  | TRUE | TRUE | LSA | PTCOSTMADI1 |  | CW | PTRH10 |  | PTRH10 |  | PTLS08A | PT_2022 | PT | 60027 | [10 empty] | TRUE | TRUE | FALSE | FALSE | FALSE | TRUE | FALSE | SBR | FALSE
| PT |  |  | PT16G | PTAGL535tp01 | Poente de Mangualde | 12200 | medium |  |  |  | TRUE | FALSE | TRUE | FALSE | TRUE | TRUE | FALSE | FALSE | TRUE | FALSE | FALSE | FALSE | TRUE | TRUE | 20200101 | P |  | #DIV/0! | [5 empty] | #DIV/0! | FALSE |  | #DIV/0! | [6 empty] | P | ISCON |  |  |  |  | 40.617119 | -7.804226 |  | 10700 | 0.87705 | medium |  | FALSE | [8 empty] | #DIV/0! | [9 empty] | #DIV/0! | [6 empty] | F | NR | P | TP will be rehabilitated |  | 1 | NR | 22761 |  | PTAGL535 | PT_2022 | 60027 | 20200101 | PTAGL535tp01dpc01 | FALSE | 23132 | [5 empty] | 40.6169 | -7.8045 | FALSE | PD_Poente de Mangualde | FALSE | PT16G |  |  |  | TRUE | TRUE | CSA | PT04MON0588 |  | FW | PTRH4A |  | PTRH4A |  | PTCM08 | PT_2022 | PT | 60027 | [7 empty] | LF | on land (catchment of freshwater and / or estuary) |  | NA | NA | NA | NA | NA | NA | NA | NA | NA | NA | NA | NA | NA | NA | NA
https://www.bing.com/ck/a?!&&p=74a866611b909124d0407c05778da3edd5035657db7d857fcf2244919f4a4b2aJmltdHM9MTc3MDY4MTYwMA&ptn=3&ver=2&hsh=4&fclid=27a8491b-f3e7-64ff-1d32-5d20f29065f3&psq=etar+de+Torrao&u=a1aHR0cHM6Ly9pc3N1dS5jb20vZXBhbC5saXNib2EvZG9jcy9mb2xoZXRvX2V0YXJfdG9ycmFvXzIwMjE | PT | Folheto ETAR Torrao_2021 by EPAL - Issuu |  | PT16J | PT6031771 | Torrao | 10000 | medium | 242360 |  | PRIMARY COAG-FLOCC TANKS + CAS-A/O + (CHEM P REM?) + FILT | TRUE | FALSE | TRUE | FALSE | TRUE | TRUE | FALSE | FALSE | TRUE | FALSE | FALSE | FALSE | FALSE | FALSE | 20050101 | P |  | 0 | [6 empty] | FALSE |  | 0 | [6 empty] | P | ISCON |  |  |  |  | 40.514615 | -7.27382 |  | 7000 | 0.7 | medium |  | FALSE | [6 empty] | #DIV/0! |  | 0 | [7 empty] | #DIV/0! |  | 0 | [6 empty] | NR | NR | NR |  |  | 1 | NR | 22428 |  | PTAGL197 | PT_2022 | 60027 | 20050101 | PT6033068 | FALSE | 22799 | [5 empty] | 40.5142 | -7.2738 | FALSE | PD_Torrao | FALSE | PT16J |  |  |  | TRUE | TRUE | CSA | PT03DOU0493 |  | FW | PTRH3 |  | PTRH3 |  | PTCM06A | PT_2022 | PT | 60027 | [10 empty] | TRUE | TRUE | TRUE | TRUE | FALSE | TRUE | FALSE | CAS-A/O | TRUE
Setúbal ¦ SIMARSUL | PT | https://www.bing.com/ck/a?!&&p=86b6afd97b2bc860a9ea7d14b0fa3cf8aa20365e8df94843ddf4acfbc1ae61adJmltdHM9MTc3MjIzNjgwMA&ptn=3&ver=2&hsh=4&fclid=27a8491b-f3e7-64ff-1d32-5d20f29065f3&psq=AN%c3%81LISE+COMPARATIVA+DE+SISTEMAS+DE+DESIDRATA%c3%87%c3%83O+PARA+ETAR+CASO+DE+ESTUDO%3a+CENTR%c3%8dFUGAS+VERSUS+FILTROS+BANDA&u=a1aHR0cHM6Ly9ydW4udW5sLnB0L2JpdHN0cmVhbS8xMDM2Mi83NTA2LzEvUmFtb3NfMjAxMS5wZGY |  | PT170 | PT10043594 | Setubal | 123562 | medium | 10183500 |  |  | TRUE | FALSE | TRUE | FALSE | TRUE | TRUE | FALSE | FALSE | TRUE | FALSE | TRUE | FALSE | FALSE | FALSE | 20050101 | P | 19000.838 | 1.8658 | [6 empty] | TRUE | 362545.845 | 35.6013 | [6 empty] | P | ISCON |  |  |  |  | 38511468 | -8851007 |  | 102500 | 0.82954 | medium |  | FALSE | 161.0139 | [5 empty] | #DIV/0! |  | 15.8112 |  | 27.8209 | [5 empty] | #DIV/0! |  | 2.732 |  |  | 1.1638 |  |  |  | NR | P | NR |  |  | 1 | NR | 22332 |  | PTAGL085 | PT_2022 | 60027 | 20050101 | PT10043595 | FALSE | 22703 | [5 empty] | 38.5084 | -8.8526 | FALSE | PD_Setubal | FALSE | PT170 |  |  |  | TRUE | TRUE | A523 | PT06SAD1207 |  | ES | PTRH6 |  | PTRH6 |  | PTTW17 | PT_2022 | PT | 60027 | [10 empty] | TRUE | TRUE | FALSE | TRUE | FALSE | FALSE | FALSE | CAS-BNR | TRUE
FICHAS POSEUR | PT |  |  | PT16E | PT14063809 | Zona Urbana (Vila Verde) | 64094 | medium |  | PRIMARY SEDIMENTATION | CAS | FALSE | FALSE | TRUE | FALSE | FALSE | TRUE | FALSE | FALSE | TRUE | TRUE | TRUE | FALSE | FALSE | FALSE | 20050101 | P |  | #DIV/0! | [5 empty] | #DIV/0! | FALSE |  | #DIV/0! | [6 empty] | P | ISCON |  |  |  |  | 4014137 | -881411 |  | 51800 | 0.80819 | medium |  | FALSE | [8 empty] | #DIV/0! | [9 empty] | #DIV/0! | [6 empty] | NR | NR | NR |  |  | 1 | NR | 22296 |  | PTAGL052 | PT_2022 | 60027 | 20050101 | PT18714073 | FALSE | 22652 | [5 empty] | 40.1407 | -8.8135 | FALSE | PD_Zona Urbana | FALSE | PT16E |  |  |  | TRUE | TRUE | A523 | PT04MON0681 |  | ES | PTRH4A |  | PTRH4A |  | PTTW10A | PT_2022 | PT | 60027 | [10 empty] | TRUE | TRUE | FALSE | FALSE | FALSE | FALSE | FALSE | CAS | TRUE
https://www.bing.com/ck/a?!&&p=c09d27af1deb82523a0563ddd1d164b2c5e954269ee6d4ecc1eadc4510e5ecd0JmltdHM9MTc3MjIzNjgwMA&ptn=3&ver=2&hsh=4&fclid=27a8491b-f3e7-64ff-1d32-5d20f29065f3&psq=PT170%09PT20400024%09Vila+Franca+de+Xira+etar++wwtp+thesis&u=a1aHR0cHM6Ly9ydW4udW5sLnB0L2JpdHN0cmVhbS8xMDM2Mi8xNTI0NDQvMS9QaW50b18yMDE5LnBkZg | PT |  |  | PT170 | PT20400024 | Vila Franca de Xira | 73221 | medium | 5816640 |  | SEDIPAC + CAS | FALSE | FALSE | FALSE | FALSE | FALSE | TRUE | FALSE | FALSE | TRUE | FALSE | FALSE | FALSE | FALSE | FALSE | 20050101 | P |  | 0 | [5 empty] | #DIV/0! | FALSE |  | 0 | [6 empty] | P | ISCON |  |  |  |  | 38965087 | -8975714 |  | 33200 | 0.45342 | low |  | FALSE | [8 empty] | 0 | [9 empty] | 0 | [6 empty] | NR | NR | NR |  |  | 1 | NR | 22337 |  | PTAGL092 | PT_2022 | 60027 | 20050101 | PT21477083 | FALSE | 22708 | [5 empty] | 38.9612 | -8.9716 | FALSE | PD_Vila Franca de Xira | FALSE | PT170 |  |  |  | TRUE | TRUE | A523 | PT05TEJ1075A1 |  | ES | PTRH5A |  | PTRH5A |  | PTTW15A | PT_2022 | PT | 60027 | [10 empty] | TRUE | FALSE | FALSE | FALSE | TRUE | FALSE | FALSE | CAS | TRUE
Afonsoeiro ¦ SIMARSUL | PT |  |  | PT170 | PT20915460 | Afonsoeiro | 47940 | medium | 4197500 |  |  | TRUE | FALSE | TRUE | FALSE | TRUE | TRUE | FALSE | FALSE | TRUE | TRUE | TRUE | FALSE | FALSE | FALSE | 20050101 | P |  | #DIV/0! | [6 empty] | FALSE |  | 0 | [6 empty] | P | ISCON |  |  |  |  | 3869614 | -896239 |  | 47900 | 0.99917 | high |  | FALSE | [8 empty] | 0 | [9 empty] | 0 | [6 empty] | NR | P | NR |  |  | 1 | NR | 22264 |  | PTAGL018 | PT_2022 | 60027 | 20050101 | PT21474205 | FALSE | 22674 | [5 empty] | 38.6971 | -8.963 | FALSE | PD_Afonseiro | FALSE | PT170 |  |  |  | TRUE | TRUE | A523 | PT05TEJ1139A |  | ES | PTRH5A |  | PTRH5A |  | PTTW15A | PT_2022 | PT | 60027 | [10 empty] | NA | NA | NA | NA | NA | NA | NA | NA | NA | NA | NA | NA | NA | NA | NA
Alcochete ¦ SIMARSUL | PT | Infraestruturas ¦ SIMARSUL |  | PT170 | PT20916800 | Alcochete | 27750 | medium | 3047750 |  | OD + LAGOON | FALSE | FALSE | TRUE | FALSE | FALSE | TRUE | FALSE | FALSE | TRUE | TRUE | TRUE | FALSE | FALSE | TRUE | 20050101 | P | [7 empty] | #DIV/0! | FALSE |  | 0 | [6 empty] | P | ISCON |  |  |  |  | 38740068 | -8973321 |  | 18000 | 0.64865 | medium |  | FALSE | [8 empty] | 0 | [9 empty] | 0 | [6 empty] | NR | F | NR |  |  | 1 | NR | 22381 |  | PTAGL145 | PT_2022 | 60027 | 20050101 | PT21390274 | FALSE | 22752 | [5 empty] | 38.7531 | -8.9794 | FALSE | PD_Alcochete Novo | FALSE | PT170 |  |  |  | TRUE | TRUE | A523 | PT05TEJ1116A |  | ES | PTRH5A |  | PTRH5A |  | PTTW15A | PT_2022 | PT | 60027 | [10 empty] | NA | NA | NA | TRUE | NA | NA | NA | OD + LAGOON | FALSE
ETAR DE SANTO EMILIÃO – Factor Ambiente | PT | ETAR de Santo Emilião concluída e em funcionamento - CASA SAPO Notícias - Mercado imobiliário |  | PT119 | PT23199983 | Santo Emiliao | 22684 | medium | 1161430 |  |  | TRUE | FALSE | TRUE | FALSE | TRUE | TRUE | FALSE | FALSE | TRUE | TRUE | TRUE | FALSE | FALSE | FALSE | 20050101 | P |  | #DIV/0! | [6 empty] | FALSE |  | 0 | [6 empty] | P | ISCON |  |  |  |  | 4154031 | -826648 |  | 17000 | 0.74943 | medium |  | FALSE | [8 empty] | 0 | [9 empty] | 0 | [6 empty] | NR | NR | NR |  |  | 1 | NR | 22597 |  | PTAGL369 | PT_2022 | 60027 | 20050101 | PT23482473 | FALSE | 22968 | [5 empty] | 41.5355 | -8.2732 | FALSE | PD_Sto. Emiliao | FALSE | PT119 |  |  |  | TRUE | TRUE | A523 | PT02AVE0126 |  | FW | PTRH2 |  | PTRH2 |  | PTRI27 | PT_2022 | PT | 60027 | [10 empty] | NA | NA | NA | NA | NA | NA | NA | OD-BNR | TRUE
| PT |  |  | PT11C | PT6083058 | S. Nicolau | 10000 | medium |  |  |  | TRUE | FALSE | TRUE | FALSE | FALSE | TRUE | FALSE | FALSE | TRUE | FALSE | FALSE | FALSE | FALSE | FALSE | 20050101 | P |  | #DIV/0! | [6 empty] | FALSE |  | #DIV/0! | [6 empty] | P | ISCON |  |  |  |  | 41192134 | -8160333 |  | 9000 | 0.9 | medium |  | FALSE | [8 empty] | #DIV/0! | [9 empty] | #DIV/0! |  | NR | NR | NR |  |  | NR | NR | NR |  |  | 1 | NR | 22373 |  | PTAGL134 | PT_2022 | 60027 | 20050101 | PT6083059 | FALSE | 22744 | [5 empty] | 41.1934 | -8.1608 | FALSE | PD_S. Nicolau | FALSE | PT11C |  |  |  | TRUE | TRUE | A523 | PT03DOU0393 |  | FW | PTRH3 |  | PTRH3 |  | PTLK03 | PT_2022 | PT | 60027
| PT |  |  | PT11A | PT6084287 | Campo (Valongo, Campo e Sobrado) | 98278 | medium |  |  |  | FALSE | FALSE | FALSE | FALSE | FALSE | TRUE | FALSE | FALSE | TRUE | FALSE | FALSE | FALSE | FALSE | FALSE | 20050101 | P |  | #DIV/0! | [5 empty] | #DIV/0! | FALSE |  | #DIV/0! | [6 empty] | P | ISCON |  |  |  |  | 41178663 | -8474489 |  | 84500 | 0.85981 | medium |  | FALSE | [8 empty] | #DIV/0! | [9 empty] | #DIV/0! | [6 empty] | NR | NR | NR | TP was under remodelation until 2021 |  | 1 | NR | 22363 |  | PTAGL120 | PT_2022 | 60027 | 20050101 | PT6084288 | FALSE | 22734 | [5 empty] | 41.1765 | -8.475 | FALSE | PD_Campo | FALSE | PT11A |  |  |  | TRUE | TRUE | A523 | PT03DOU0399 |  | FW | PTRH3 |  | PTRH3 |  | PTRI28 | PT_2022 | PT | 60027 | [10 empty] | NA | NA | NA | NA | NA | NA | NA | NA | NA | NA | NA | NA | NA | NA | NA
Cucena ¦ SIMARSUL | PT |  |  | PT170 | PT7052725 | Cucena | 30600 | medium | 1226400 |  | CAS | FALSE | FALSE | TRUE | FALSE | FALSE | TRUE | FALSE | FALSE | TRUE | TRUE | TRUE | FALSE | FALSE | FALSE | 20050101 | P |  | 0 | [5 empty] | #DIV/0! | FALSE |  | 0 | [6 empty] | P | ISCON |  |  |  |  | 3860779 | -907021 |  | 8300 | 0.27124 | low |  | FALSE | [8 empty] | 0 | [9 empty] | 0 | [6 empty] | NR | NR | NR |  |  | 1 | NR | 22531 |  | PTAGL297 | PT_2022 | 60027 | 20050101 | PT7052726 | FALSE | 22902 | [5 empty] | 38.6162 | -9.0614 | FALSE | PD_Cucena | FALSE | PT170 |  |  |  | TRUE | TRUE | A523 | PT05TEJ1139A |  | ES | PTRH5A |  | PTRH5A |  | PTTW15A | PT_2022 | PT | 60027 | [10 empty] | TRUE | TRUE | NA | TRUE | NA | NA | NA | CAS | TRUE
Avaliação da sensibilidade de gastrópodes a nitratos do efluente de uma ETAR | PT |  |  | PT16I | PT7054673 | Alto Nabao | 17325 | medium | 717225 | PRIMARY SEDIMENTATION | CAS-A/O + CHEM P REMOVAL | FALSE | TRUE | TRUE | FALSE | FALSE | TRUE | FALSE | FALSE | TRUE | FALSE | FALSE | FALSE | FALSE | FALSE | 20050101 | P |  |  |  |  | 365.584 |  |  |  | FALSE |  | 0 |  |  | 731.095 |  |  |  | P | ISCON |  |  |  |  | 396962906044 | -84428242816 |  | 17300 | 0.99856 | high |  | FALSE |  |  |  | 73 |  |  |  |  | 0 |  |  |  |  | 17.0455 |  |  |  |  | 0 | [6 empty] | NR | P | NR |  | NH4 Removal | 1 | NR | 22307 |  | PTAGL064 | PT_2022 | 60027 | 20050101 | PT999624 | FALSE | 22663 | [5 empty] | 39.6959 | -8.4425 | FALSE | PD_Alto Nabao | FALSE | PT16I |  |  |  | TRUE | TRUE | A523 | PT05TEJ0898 |  | FW | PTRH5A |  | PTRH5A |  | PTRI11 | PT_2022 | PT | 60027 | [10 empty] | TRUE | TRUE | FALSE | FALSE | FALSE | FALSE | FALSE | CAS-A/O | TRUE |  |  |  | TRUE
https://www.bing.com/ck/a?!&&p=9c245bcef9feb936fe0864bd6e6d648af4caa5da6cce2e09ad9518154aafdfb3JmltdHM9MTc3MjQwOTYwMA&ptn=3&ver=2&hsh=4&fclid=27a8491b-f3e7-64ff-1d32-5d20f29065f3&psq=PT170%09PT7071950%09Portinho+da+Costa++etar+thesis&u=a1aHR0cHM6Ly93d3cuc21hc2FsbWFkYS5wdC9kaWFncmFtYS1kZS1wcm9jZXNzby1kYS1ldGFyLWRvLXBvcnRpbmhvLWRhLWNvc3Rh | PT | Almada's integrated wastewater treatment ¦ Knowledge Hub ¦ Circle Economy Foundation | ETAR do Portinho da Costa - Almada, Portugal - Wastewater Treatment Facilities on Waymarking.com | PT170 | PT7071950 | Portinho da Costa | 140000 | medium | 8176000 | SECONDARY SEDIMENTATION | COMPACT PRIMARY TREATMENT + BIOFILTER | FALSE | FALSE | FALSE | FALSE | FALSE | TRUE | FALSE | FALSE | TRUE | FALSE | FALSE | FALSE | FALSE | FALSE | 20050101 | P | 58426.056 | 7.146 | [5 empty] | #VALUE! | FALSE | 193.8722 | 23.7123 | [6 empty] | P | ISCON |  |  |  |  | 3867436 | -9219907 |  | 87200 | 0.62286 | medium |  | FALSE | [8 empty] | 0 | [9 empty] | 0 | 0.16818 | [5 empty] | NR | F | NR |  |  | 1 | NR | 22312 |  | PTAGL069 | PT_2022 | 60027 | 20050101 | PT18669942 | FALSE | 22668 | [5 empty] | 38.6776 | -9.221 | FALSE | PD_Portinho da Costa | FALSE | PT170 |  |  |  | TRUE | TRUE | A523 | PT05TEJ1139A |  | ES | PTRH5A |  | PTRH5A |  | PTTW15A | PT_2022 | PT | 60027 | [10 empty] | TRUE | FALSE | FALSE | FALSE | TRUE | FALSE | FALSE | BIOFILTER | FALSE
ETAR de Olhão Nascente ¦ Águas do Algarve | PT |  |  | PT150 | PT9000511 | Olhao Nascente | 28716 | medium | 1329695 | PRIMARY SEDIMENTATION | CAS | FALSE | FALSE | TRUE | FALSE | FALSE | TRUE | FALSE | FALSE | TRUE | TRUE | TRUE | FALSE | FALSE | FALSE | 20050101 | P |  | 0 | [5 empty] | #VALUE! | FALSE | [8 empty] | P | ISCON |  |  |  |  | 37028452 | -7828378 |  | 21400 | 0.74523 | medium |  | FALSE | [8 empty] | 0 | [9 empty] | 0 | [6 empty] | NR | P | NR |  |  | 1 | NR | 22734 |  | PTAGL508 | PT_2022 | 60027 | 20050101 | PT9034359 | FALSE | 23105 | [5 empty] | 37.0278 | -7.8274 | FALSE | PD_Olhao Nascente | FALSE | PT150 |  |  |  | TRUE | TRUE | A523 | PT08RF2 |  | ES | PTRH8 |  | PTRH8 |  | PTTW25 | PT_2022 | PT | 60027 | [10 empty] | TRUE | TRUE | FALSE | FALSE | FALSE | FALSE | FALSE | CAS | TRUE
| PT |  |  | PT150 | PT9033016 | Silves | 15500 | medium |  |  |  | FALSE | FALSE | TRUE | FALSE | FALSE | TRUE | FALSE | FALSE | TRUE | FALSE | TRUE | FALSE | FALSE | FALSE | 20050101 | P |  | #DIV/0! | [5 empty] | #VALUE! | TRUE | [8 empty] | P | ISCON |  |  |  |  | 37188902 | -8469601 |  | 15500 | 1 | high |  | FALSE | [8 empty] | #DIV/0! | [9 empty] | #DIV/0! | [6 empty] | NR | P | NR |  |  | 1 | NR | 22277 |  | PTAGL043 | PT_2022 | 60027 | 20050101 | PT9034435 | FALSE | 22640 | [5 empty] | 37.1886 | -8.4705 | FALSE | PD_Silves | FALSE | PT150 |  |  |  | TRUE | TRUE | A523 | PT08RDA1687 |  | FW | PTRH8 |  | PTRH8 |  | PTTW23 | PT_2022 | PT | 60027 | [10 empty] | NA | NA | NA | NA | NA | NA | NA | NA | NA | NA | NA | NA | NA | NA | NA
Quinta do Conde ¦ SIMARSUL | PT | Eficiência de remoção de microplásticos em quatro ETAR portuguesas |  | PT170 | PTAGL022tp01 | Quinta do Conde | 94000 | medium | 7044500 |  | OD-A/O | FALSE | FALSE | TRUE | FALSE | FALSE | TRUE | FALSE | FALSE | TRUE | TRUE | TRUE | FALSE | FALSE | FALSE | 20120101 | P |  | 0 | [5 empty] | #VALUE! | FALSE | [8 empty] | P | ISCON |  |  |  |  | 3857028 | -903517 |  | 68300 | 0.7266 | medium |  | FALSE | [8 empty] | 0 | [9 empty] | 0 | [6 empty] | NR | P | NR |  |  | 1 | NR | 22268 |  | PTAGL022 | PT_2022 | 60027 | 20120101 | PTAGL022tp01dcp01 | FALSE | 22680 | [5 empty] | 38.6105 | -9.0562 | FALSE | PD_Quinta do Conde | FALSE | PT170 |  |  |  | TRUE | TRUE | A523 | PT05TEJ1139A |  | ES | PTRH5A |  | PTRH5A |  | PTTW15A | PT_2022 | PT | 60027 | [10 empty] | TRUE | TRUE | FALSE | TRUE | FALSE | FALSE | FALSE | OD-A/O | TRUE
| PT |  |  | PT150 | PTAGL042tp01 | Companheira (Nova ETAR) | 140092 | medium |  |  |  | TRUE | FALSE | TRUE | FALSE | FALSE | TRUE | FALSE | FALSE | TRUE | TRUE | TRUE | FALSE | FALSE | FALSE | 20180101 | P | 49749.278 | #DIV/0! | [6 empty] | FALSE | 26552.544 | [7 empty] | P | ISCON |  |  |  |  | 37151075 | -8522412 |  | 140000 | 0.99934 | high |  | FALSE | 78397128 | [7 empty] | #DIV/0! |  | 42052197 | [9 empty] | NR | P | NR |  |  | NR | P | NR |  |  | 1 | NR | 22284 |  | PTAGL042 | PT_2022 | 60027 | 20181231 | PTAGL042tp01dcp01 | FALSE | 22639 | [5 empty] | 37.1514 | -8.5211 | FALSE | PD_Companheira (Nova ETAR) | FALSE | PT150 |  |  |  | TRUE | TRUE | A523 | PT08RDA1701 |  | ES | PTRH8 |  | PTRH8 |  | PTTW23 | PT_2022 | PT | 60027
| PT |  |  | PT150 | PTAGL508tp01 | Faro-Olhao | 113200 | medium |  |  |  | TRUE | FALSE | TRUE | FALSE | FALSE | TRUE | TRUE | FALSE | TRUE | TRUE | TRUE | FALSE | FALSE | FALSE | 20180101 | P | 53255.628 | #DIV/0! | [6 empty] | FALSE | 353380.862 | [7 empty] | P | ISCON |  |  |  |  | 37021411 | -7899257 |  | 113200 | 1 | high |  | TRUE | 11018639 | [7 empty] | #DIV/0! |  | 3496453 | [9 empty] | NR | F | NR |  |  | NR | F | NR |  |  | 1 | NR | 22732 |  | PTAGL508 | PT_2022 | 60027 | 20181231 | PTAGL508tp01dcp01 | FALSE | 23103 | [5 empty] | 37.0088 | -7.8973 | FALSE | PD_Faro-Olhao | FALSE | PT150 |  |  |  | TRUE | TRUE | A523 | PT08RF2 |  | ES | PTRH8 |  | PTRH8 |  | PTTW25 | PT_2022 | PT | 60027

## CHAP 5
Portuguese wwtps to retrofit families subdivision; priority subdivision
Previous number | updated number | Family | retrofit required | load (pe) | number of plants | % of national load
1 | 1 | big size-primary | S+N+P installation | 920000 | 1 | 5.2982
2 | 2 | big size-secondary (with Dis/Filt) | N+P installation | 6537181 | 23 | 37.6468
3 | 3 | big size-nutrients removal | N+P update | 1323016 | 5 | 7.6191
4 | 4 | mid size-primary | S+N+P installation | 259615 | 6 | 1.4951
5 | 5 | mid size-secondary (with Dis/Filt) | N+P installation | 1394578 | 38 | 8.0312
8 | 6 | mid size-nutrients removal | N+P update | 1116597 | 25 | 6.4303
6 | 7 | mid size-P rem | N installation | 120959 | 4 | 0.69659
7 | 8 | mid size-N rem | P installation | 299292 | 6 | 1.7236
|  | Water line conventional steps | ID step code
|  | Preliminary screening and sieving | PRE-SS
|  | Sand grit and grease tanks | SGG
|  | Primary sedimentation tanks | PS
|  | Sedipac primary tanks/Multiflow/actiflow-Compact primary treatment steps | CP
|  | Primary coagulation-flocculation separate tanks | PCF
|  | equalization tanks | EQ
|  | Storm water storage tanks | SW
|  | Biological reactors | BIO-REACT
|  | secondary sedimentation tanks | SS
|  | Polishing water line steps (not considered for the wwtps clustering) | ID step code
|  | Filtration | FILT
|  | Disinfection | DIS
|  | Conventional operating strategies to enhance nutrients removal | ID operational strategy code
|  | Extra C source dosing for denitriphication step | ECD
|  | side stream NH4 removal step on liquors recycled from sludge line back to water line | SSNR
|  | Intermittent aeration in aerobic tanks (no need of specific anoxic tanks) | IA
|  | Chemicals dosing for P precipitation | CPP
|  | recycled sludges fermentation to prepare influent for EBPR | RSF
|  | raw influent fermentation to prepare it for EBPR | RIF
wwtps belonging to Family 1: Big size-primary level
uwwNUTS | uwwCode | uwwName | PRE-SS | SGG | PCF | PS | CP | EQ | SW | BIO-REACT | SS | ECD | SSNR | IA | CPP | RSF | RIF
PT170 | PT12058222 | Guia* | TRUE | TRUE | TRUE | TRUE | FALSE | TRUE | FALSE | A/O | TRUE
* seasonal secondary treatment level achieved
wwtps belonging to Family 2: Big size-secondary no nutrients removal
uwwNUTS | uwwCode | uwwName | PRE-SS | SGG | PCF | PS | CP | EQ | SW | BIO-REACT | SS | ECD | SSNR | IA | CPP | RSF | RIF
PT16E | PT14033041 | Choupal | TRUE | TRUE | FALSE | TRUE | FALSE | FALSE | FALSE | BIOFILTER | TRUE
PT11A | PT18011612 | Freixo | TRUE | TRUE | FALSE | TRUE | FALSE | FALSE | FALSE | CAS-A/O | TRUE
PT11A | PT18017219 | Sobreiras | TRUE | FALSE | FALSE | FALSE | TRUE | FALSE | FALSE | CAS-A/O | TRUE
PT170 | PT18042219 | Quinta da Bomba | TRUE | TRUE | TRUE | TRUE | FALSE | FALSE | FALSE | BIOFILTER | TRUE
PT112 | PT18063056 | Frossos | TRUE | TRUE | FALSE | TRUE | FALSE | FALSE | FALSE | CAS-A/O | TRUE
PT119 | PT18075792 | Agra I e II | TRUE | TRUE | FALSE | FALSE | FALSE | TRUE | FALSE | CAS-OD-A/O | TRUE |  |  |  | TRUE
PT16D | PT18085482 | SIMRIA - Sul (Ilhavo) | TRUE | TRUE | FALSE | TRUE | FALSE | FALSE | FALSE | CAS | TRUE
PT16D | PT18085526 | SIMRIA - Norte (Cacia) | TRUE | TRUE | FALSE | TRUE | FALSE | FALSE | FALSE | CAS | TRUE
PT11A | PT18361583 | Gaia Litoral | TRUE | FALSE | FALSE | FALSE | TRUE | FALSE | FALSE | CAS | TRUE
PT181 | PT20501079 | Rib. de Moinhos | TRUE | TRUE | FALSE | TRUE | FALSE | FALSE | FALSE | NA | TRUE
PT16F | PT20730368 | ETAR Norte Coimbrao | TRUE | TRUE | FALSE | TRUE | FALSE | FALSE | FALSE | CAS | TRUE
PT11A | PT5000519 | Matosinhos | TRUE | TRUE | TRUE | TRUE | FALSE | FALSE | FALSE | OD | TRUE
PT11A | PT5031952 | Parada | TRUE | TRUE | FALSE | TRUE | FALSE | FALSE | FALSE | CAS | TRUE
PT11A | PT6031950 | Espinho | TRUE | TRUE | TRUE | TRUE | FALSE | FALSE | FALSE | CAS | TRUE
PT16I | PT7032766 | Alcanena | TRUE | TRUE | TRUE | TRUE | FALSE | TRUE | FALSE | CAS-A/O | TRUE
PT170 | PT7032797 | Alcantara | TRUE | TRUE | FALSE | FALSE | TRUE | FALSE | FALSE | BIOFILTER | FALSE
PT170 | PT7032853 | Frielas | TRUE | TRUE | FALSE | FALSE | TRUE | TRUE | FALSE | CAS-BIOFILTER | TRUE
PT170 | PT7032854 | S. Joao da Talha | TRUE | TRUE | FALSE | TRUE | FALSE | TRUE | FALSE | CAS | TRUE
PT170 | PT7071951 | Mutela | TRUE | TRUE | TRUE | TRUE | FALSE | FALSE | FALSE | CAS | TRUE
PT170 | PTAGL016tp01 | Barreiro/Moita | TRUE | TRUE | TRUE | FALSE | FALSE | FALSE | FALSE | CAS | TRUE
PT170 | PTAGL021tp01 | Seixal | TRUE | TRUE | FALSE | TRUE | FALSE | FALSE | FALSE | CAS-A/O | TRUE
PT170 | PTAGL065tp01 | Alverca | TRUE | TRUE | FALSE | TRUE | FALSE | TRUE | FALSE | CAS | TRUE
PT11A | PTAGL112tp01 | Ave | TRUE | TRUE | FALSE | TRUE | FALSE | FALSE | FALSE | OD-A2/O | TRUE
* incongruent with what reported in UE dataset
wwtps belonging to Family 3: Big size-nutrients removal
uwwNUTS | uwwCode | uwwName | PRE-SS | SGG | PCF | PS | CP | EQ | SW | BIO-REACT | SS | ECD | SSNR | IA | CPP | RSF | RIF
PT11A | PT18075149 | Rabada | TRUE | TRUE | TRUE | FALSE | FALSE | TRUE | FALSE | CAS-A/O | TRUE |  |  |  | TRUE
PT170 | PT7032798 | Chelas | TRUE | TRUE | FALSE | TRUE | FALSE | FALSE | FALSE | CAS-A/O | TRUE
PT170 | PT7032852 | Beirolas | TRUE | TRUE | FALSE | TRUE | FALSE | TRUE | FALSE | CAS-A/O | TRUE
PT119 | PTAGL103tp01 | Serzedelo II | TRUE | TRUE | FALSE | FALSE | FALSE | TRUE | TRUE | OD-A/O | TRUE |  |  |  | TRUE
PT119 | PTAGL443tp01 | Lordelo | TRUE | TRUE | FALSE | FALSE | FALSE | FALSE | TRUE | OD-BNR | TRUE
wwtps belonging to Family 4: mid size-primary level
uwwNUTS | uwwCode | uwwName | PRE-SS | SGG | PCF | PS | CP | EQ | SW | BIO-REACT | SS | ECD | SSNR | IA | CPP | RSF | RIF
PT300 | PT19244926 | Camara de Lobos | TRUE | TRUE | FALSE | TRUE | FALSE | FALSE | FALSE | FALSE | FALSE
PT300 | PT20797512 | Funchal | TRUE | TRUE | FALSE | TRUE | FALSE | FALSE | FALSE | FALSE | FALSE
PT300 | PT20803373 | Canico | NA | NA | NA | NA | NA | NA | NA | NA | NA | NA | NA | NA | NA | NA | NA
PT300 | PT21506918 | Machico | TRUE | TRUE | TRUE | FALSE | FALSE | FALSE | FALSE | BIOFILTER | FALSE
PT300 | PTAGL497tp01 | Santa Cruz | TRUE | TRUE | FALSE | TRUE | FALSE | FALSE | FALSE | CAS | TRUE
PT300 | PTAGL498tp01 | Ribeira Brava | TRUE | TRUE | FALSE | FALSE | FALSE | TRUE | FALSE | SBR | FALSE
wwtps belonging to Family 5: mid size-secondary no nutrients removal
uwwNUTS | uwwCode | uwwName | PRE-SS | SGG | PCF | PS | CP | EQ | SW | BIO-REACT | SS | ECD | SSNR | IA | CPP | RSF | RIF
PT181 | PT10032614 | Alcacer do Sal Norte (Nova ETAR) | TRUE | TRUE | FALSE | FALSE | FALSE | FALSE | FALSE | OD | TRUE
PT11A | PT18096763 | Rio Ferreira | NA | NA | NA | NA | NA | NA | NA | NA | NA | NA | NA | NA | NA | NA | NA
PT16J | PT18147113 | Vilar Formoso | NA | NA | NA | NA | NA | NA | NA | NA | NA | NA | NA | NA | NA | NA | NA
PT16I | PT18283643 | Vila Nova da Barquinha | NA | NA | NA | NA | NA | NA | NA | NA | NA | NA | NA | NA | NA | NA | NA
PT185 | PT18330268 | Almeirim/Alpiarca | NA | NA | NA | NA | NA | NA | NA | LAGOON | NA | NA | NA | NA | NA | NA | NA
PT16I | PT18485884 | Seica | NA | NA | NA | NA | NA | NA | NA | CAS | TRUE | NA | NA | NA | NA | NA | NA
PT185 | PT18527906 | Marinhais | NA | NA | NA | NA | NA | NA | NA | NA | NA | NA | NA | NA | NA | NA | NA
PT16I | PT18550413 | Minde/Mira de Aire | NA | NA | NA | TRUE | NA | NA | NA | OD | TRUE
PT16E | PT18714039 | S. Pedro | NA | NA | NA | NA | NA | NA | NA | NA | NA | NA | NA | NA | NA | NA | NA
PT16I | PT20338468 | Santa Cita | TRUE | TRUE | FALSE | FALSE | FALSE | FALSE | FALSE | OD-A/O | TRUE
PT111 | PT20424560 | Ponte de Lima | NA | NA | NA | NA | NA | NA | NA | NA | NA | NA | NA | NA | NA | NA | NA
PT11A | PT20441063 | Lever | TRUE | TRUE | FALSE | FALSE | FALSE | FALSE | FALSE | OD | TRUE
PT16I | PT20657518 | Fatima | TRUE | TRUE | FALSE | FALSE | FALSE | FALSE | FALSE | OD | TRUE
PT170 | PT20916814 | Lagoinha | NA | NA | NA | NA | NA | NA | NA | OD | TRUE
PT186 | PT21404072 | Tolosa | TRUE | TRUE | FALSE | TRUE | FALSE | FALSE | FALSE | CAS + LAGOON | TRUE
PT150 | PT21516921 | Almargem | TRUE | TRUE | FALSE | FALSE | FALSE | FALSE | FALSE | OD-A/O | TRUE
PT11A | PT24037674 | Fiaes /S. Jorge | NA | NA | NA | NA | NA | NA | NA | NA | NA | NA | NA | NA | NA | NA | NA
PT111 | PT3001051 | Viana do Castelo - zona industrial | NA | NA | NA | TRUE | FALSE | FALSE | FALSE | CAS + OD | TRUE
PT186 | PT7032546 | Ponte de Sor | NA | NA | NA | NA | NA | NA | NA | NA | NA | NA | NA | NA | NA | NA | NA
PT170 | PT7032800 | Fernao Ferro | TRUE | TRUE | FALSE | TRUE | FALSE | FALSE | FALSE | OD-A/O | TRUE
PT170 | PT7032809 | Pinhal Novo | FALSE | FALSE | FALSE | TRUE | FALSE | TRUE | FALSE | OD-A/O + LAGOON | TRUE
PT16I | PT7032891 | Lapas | NA | NA | NA | NA | NA | NA | NA | NA | NA | NA | NA | NA | NA | NA | NA
PT16B | PT7032915 | Carregado | TRUE | TRUE | FALSE | TRUE | FALSE | FALSE | FALSE | UASB + CAS | TRUE
PT170 | PT7054638 | Palmela/Auto Europa | TRUE | TRUE | FALSE | TRUE | FALSE | FALSE | FALSE | CAS-A/O | TRUE
PT170 | PT720916829 | Seixalinho | TRUE | TRUE | FALSE | FALSE | FALSE | TRUE | FALSE | ANOX + SBR + LAGOON | FALSE
PT150 | PT9032939 | Faro-Noroeste | TRUE | TRUE | FALSE | FALSE | FALSE | FALSE | FALSE | OD-A/O | TRUE
PT16I | PTAGL072tp01 | Entroncamento | TRUE | TRUE | FALSE | FALSE | FALSE | FALSE | FALSE | OD-BNR | TRUE
PT11A | PTAGL484tp01 | Argoncilhe | NA | NA | NA | NA | NA | NA | NA | OD | NA
PT16E | PT14063809 | Zona Urbana (Vila Verde) | TRUE | TRUE | FALSE | FALSE | FALSE | FALSE | FALSE | CAS | TRUE
PT170 | PT20400024 | Vila Franca de Xira | TRUE | FALSE | FALSE | FALSE | TRUE | FALSE | FALSE | CAS | TRUE
PT170 | PT20916800 | Alcochete | NA | NA | NA | TRUE | NA | NA | NA | OD + LAGOON | FALSE
PT11A | PT6084287 | Campo (Valongo, Campo e Sobrado) | NA | NA | NA | NA | NA | NA | NA | NA | NA | NA | NA | NA | NA | NA | NA
PT170 | PT7052725 | Cucena | TRUE | TRUE | NA | TRUE | NA | NA | NA | CAS | TRUE
PT16I | PT7054673 | Alto Nabao | TRUE | TRUE | FALSE | FALSE | FALSE | FALSE | FALSE | CAS-A/O | TRUE |  |  |  | TRUE
PT170 | PT7071950 | Portinho da Costa | TRUE | FALSE | FALSE | FALSE | TRUE | FALSE | FALSE | BIOFILTER | FALSE
PT150 | PT9000511 | Olhao Nascente | TRUE | TRUE | FALSE | FALSE | FALSE | FALSE | FALSE | CAS | TRUE
PT150 | PT9033016 | Silves | NA | NA | NA | NA | NA | NA | NA | NA | NA | NA | NA | NA | NA | NA | NA
PT170 | PTAGL022tp01 | Quinta do Conde | TRUE | TRUE | FALSE | TRUE | FALSE | FALSE | FALSE | OD-A/O | TRUE
wwtps belonging to Family 8: mid size-nutrients removal
uwwNUTS | uwwCode | uwwName | PRE-SS | SGG | PCF | PS | CP | EQ | SW | BIO-REACT | SS | ECD | SSNR | IA | CPP | RSF | RIF
PT187 | PT10032444 | Evora | TRUE | TRUE | FALSE | TRUE | FALSE | FALSE | FALSE | CAS-BNR | TRUE |  |  |  | TRUE
PT16E | PT18265335 | Oliveira do Hospital | TRUE | TRUE | FALSE | FALSE | FALSE | FALSE | FALSE | CAS-A/O | TRUE |  |  |  | TRUE
PT112 | PT2032096 | Palmeira | TRUE | TRUE | FALSE | FALSE | FALSE | FALSE | FALSE | OD-A/O | TRUE
PT11D | PT20470458 | Lamego | NA | NA | NA | NA | NA | NA | NA | NA | NA | NA | NA | NA | NA | NA | NA
PT11D | PT20956958 | Peso da Regua | NA | NA | NA | NA | NA | NA | NA | NA | NA | NA | NA | NA | NA | NA | NA
PT186 | PT21402998 | Elvas | TRUE | TRUE | FALSE | FALSE | FALSE | FALSE | FALSE | CAS-BNR | TRUE |  |  |  | TRUE
PT16J | PT21828981 | Seia | TRUE | TRUE | FALSE | FALSE | FALSE | FALSE | FALSE | OD-A/O | TRUE |  |  |  | TRUE
PT150 | PT22833765 | Albufeira Poente | TRUE | TRUE | FALSE | FALSE | FALSE | FALSE | FALSE | CAS-A/O | TRUE |  |  |  | TRUE
PT11D | PT6080598 | Vila Real | NA | NA | NA | NA | NA | NA | NA | NA | NA | NA | NA | NA | NA | NA | NA
PT11C | PT6082276 | Vila Mea | NA | NA | NA | NA | NA | NA | NA | NA | NA | NA | NA | NA | NA | NA | NA
PT16J | PT6083470 | S. Miguel | NA | NA | NA | NA | NA | NA | NA | NA | NA | NA | NA | NA | NA | NA | NA
PT16F | PT7031862 | Pedrogao Grande | TRUE | TRUE | TRUE | FALSE | FALSE | TRUE | FALSE | CAS + LAGOON | FALSE
PT186 | PT7053940 | Portalegre | TRUE | TRUE | FALSE | FALSE | FALSE | FALSE | FALSE | OD-A/O | TRUE
PT150 | PT9032964 | Quinta do Lago | NA | NA | NA | NA | NA | NA | NA | OD-A/O | NA |  |  |  | TRUE
PT187 | PT999726 | Reguengos de Monsaraz | NA | NA | NA | NA | NA | NA | NA | NA | NA | NA | NA | NA | NA | NA | NA
PT16G | PTAGL014tp01 | Viseu Sul | TRUE | TRUE | FALSE | FALSE | FALSE | TRUE | FALSE | CAS-A/O-MBR | FALSE |  |  | TRUE | TRUE
PT11B | PTAGL023tp01 | Chaves | NA | NA | NA | NA | NA | NA | NA | NA | NA | NA | NA | NA | NA | NA | NA
PT16H | PTAGL047tp01 | Castelo Branco | TRUE | FALSE | FALSE | FALSE | TRUE | FALSE | FALSE | OD-A/O | TRUE |  |  |  | TRUE
PT11C | PTAGL133tp01 | Ponte da Baia/Tamega | TRUE | TRUE | FALSE | TRUE | FALSE | FALSE | FALSE | OD-A/O | TRUE
PT16G | PTAGL215tp01 | Nelas III | NA | NA | NA | NA | NA | NA | NA | NA | NA | NA | NA | NA | NA | NA | NA
PT16G | PTAGL535tp01 | Poente de Mangualde | NA | NA | NA | NA | NA | NA | NA | NA | NA | NA | NA | NA | NA | NA | NA
PT16J | PT6031771 | Torrao | TRUE | TRUE | TRUE | TRUE | FALSE | TRUE | FALSE | CAS-A/O | TRUE
PT170 | PT10043594 | Setubal | TRUE | TRUE | FALSE | TRUE | FALSE | FALSE | FALSE | CAS-BNR | TRUE
PT170 | PT20915460 | Afonsoeiro | NA | NA | NA | NA | NA | NA | NA | NA | NA | NA | NA | NA | NA | NA | NA
PT119 | PT23199983 | Santo Emiliao | NA | NA | NA | NA | NA | NA | NA | OD-BNR | TRUE

## CHAP 5.1
national design load (pe) | Subgroup | Big size-primary level-primary sedimentation step | Design load (pe) | % of national design load
17364518 | 1 | Guia* | 920000 | 5.2982
*seasonal continuous suspended biomass reactor-A/O
| Subgroup | Big size-secondary/no nutrients removal-No primary sedimentation step-continuous suspended biomass bioreactor-A/O | Design load (pe) | % of national design load
| 2.A | Agra I and II* | 357740 | 2.0602
* has chemical P precipitation
| Subgroup | Big size-secondary/no nutrients removal-primary sedimentation step-continuous suspended biomass bioreactor-A/O | Design load (pe) | % of national design load
| 2.B | Alcanena | 400000 | 2.3035
| 5 wwtps | Sobreiras* | 200000 | 1.1518
|  | Freixo | 170000 | 0.97901
|  | Seixal | 155570 | 0.89591
|  | Frossos | 230000 | 1.3245
|  | TOTAL | 1155570 | 6.6548
* has no sand/grit/grease removal step
| Subgroup | Big size-secondary/no nutrients removal-primary sedimentation step-continuous suspended biomass bioreactor-aerobic only | Design load (pe) | % of national design load
| 2.C | Matosinhos | 490890 | 2.827
| 13 wwtps | Espinho | 194232 | 1.1186
|  | Mutela | 186970 | 1.0767
|  | Barreiro/Moita | 294650 | 1.6969
|  | SIMRIA - Sul (Ilhavo) | 159700 | 0.91969
|  | SIMRIA - Norte (Cacia) | 272000 | 1.5664
|  | ETAR Norte Coimbrao | 156701 | 0.90242
|  | Parada | 160000 | 0.92142
|  | S. Joao da Talha | 170000 | 0.97901
|  | Alverca | 153878 | 0.88616
|  | Gaia Litoral* | 300000 | 1.7277
|  | Frielas | 700000 | 4.0312
|  | Rib. de Moinhos (kind of biological step unclear) | 360000 | 2.0732
|  | TOTAL | 3599021 | 20.7263
* has no sand/grit/grease removal step
| Subgroup | Big size-secondary/no nutrients removal-primary sedimentation step-fixed biomass bioreactor | Design load (pe) | % of national design load
| 2.D | Choupal | 213000 | 1.2266
| 3 wwtps | Quinta da Bomba | 198290 | 1.1419
|  | Alcantara* | 756000 | 4.3537
|  | TOTAL | 1167290 | 6.7223
*It has no secondary sedimentation step
| Subgroup | Big size-secondary/no nutrients removal-primary sedimentation step-continuous suspended biomass bioreactor-A2/O | Design load (pe) | % of national design load
| 2.E | Ave | 257560 | 1.4833
| Subgroup | Big size-nutrients removal-No primary sedimentation step-continuous suspended biomass bioreactor-A2/O | Design load (pe) | % of national design load
| 3.A | Lordelo* | 286968 | 1.6526
* OD assumed A2/O
| Subgroup | Big size-nutrients removal-primary sedimentation step-continuous suspended biomass bioreactor-A/O | Design load (pe) | % of national design load
| 3.B | Rabada* | 252000 | 1.4512
| 4 wwtps | Chelas | 255000 | 1.4685
|  | Beirolas | 213500 | 1.2295
|  | Serzedelo II* | 315548 | 1.8172
|  | TOTAL | 1036048 | 5.9665
* has chemical P precipitation
| FAMILY 4 | Mid size-primary-unavailable schemes | Design load (pe) | % of national design load
| 1 wwtp | Canico | 27000 | 0.15549
| Subgroup | Mid size-primary-No primary sedimentation step-batch suspended biomass bioreactor | Design load (pe) | % of national design load
| 4.A | Ribeira Brava | 16500 | 0.095021
| Subgroup | Mid size-primary-primary sedimentation step-continuous suspended biomass bioreactor | Design load (pe) | % of national design load
| 4.B | Santa Cruz | 13615 | 0.078407
| Subgroup | Mid size-primary-primary sedimentation step-continuous fixed biomass bioreactor | Design load (pe) | % of national design load
| 4.C | Machico | 16500 | 0.095021
| Subgroup | Mid size-primary-primary sedimentation step | Design load (pe) | % of national design load
| 4.D | Camara de Lobos | 46000 | 0.26491
| 2 wwtps | Funchal* | 140000 | 0.80624
|  | TOTAL | 186000 | 1.0711
* Primary sedimentation in construction now
| FAMILY 5 | Mid size-secondary/no nutrients removal-unavailable schemes | Design load (pe) | % of national design load
| 12 wwtps | Rio Ferreira | 35000 | 0.20156
|  | Vilar Formoso | 10500 | 0.060468
|  | Vila Nova da Barquinha | 10793 | 0.062155
|  | Marinhais | 10884 | 0.06268
|  | S. Pedro | 25000 | 0.14397
|  | Almeirim/Alpiarca | 29342 | 0.16898
|  | Ponte de Lima | 20457 | 0.11781
|  | Fiaes /S. Jorge | 46000 | 0.26491
|  | Ponte de Sor | 16081 | 0.092608
|  | Lapas | 10300 | 0.059316
|  | Campo (Valongo, Campo e Sobrado) | 98278 | 0.56597
|  | Silves | 15500 | 0.089262
|  | TOTAL | 328135 | 1.8897
| Subgroup | Mid size-secondary/no nutrients removal-No primary sedimentation step-continuous suspended biomass bioreactor-A/O | Design load (pe) | % of national design load
| 5.A | Santa Cita | 79800 | 0.45956
| 4 wwtps | Almargem | 48152 | 0.2773
|  | Faro-Noroeste | 44530 | 0.25644
|  | Alto Nabao* | 17325 | 0.099772
|  | TOTAL | 189807 | 1.0931
*has chemical P precipitation
| Subgroup | Mid size-secondary/no nutrients removal-No primary sedimentation step-continuous suspended biomass bioreactor-A2/O | Design load (pe) | % of national design load
| 5.B | Entroncamento | 25000 | 0.14397
| Subgroup | Mid size-secondary/no nutrients removal-No primary sedimentation step-batch suspended biomass bioreactor | Design load (pe) | % of national design load
| 5.C | Seixalinho* | 48000 | 0.27643
*has an anoxic selector before the SBR and a lagoon after instead of the secondary sedimentation
| Subgroup | Mid size-secondary/no nutrients removal-No primary sedimentation step-continuous suspended biomass bioreactor-aerobic only | Design load (pe) | % of national design load
| 5.D | Alcacer do Sal Norte (Nova ETAR) | 10700 | 0.06162
| 8 wwtps | Lever | 30000 | 0.17277
|  | Fatima | 33120 | 0.19073
|  | Seica* | 16694 | 0.096139
|  | Argoncilhe* | 17147 | 0.098747
|  | Lagoinha* | 30600 | 0.17622
|  | Zona Urbana (Vila Verde) | 64094 | 0.36911
|  | Olhao Nascente | 28716 | 0.16537
|  | TOTAL | 231071 | 1.3307
*primary sedimentation assumed absent since not visible
| Subgroup | Mid size-secondary/no nutrients removal-primary sedimentation step-continuous suspended biomass bioreactor-aerobic only | Design load (pe) | % of national design load
| 5.E | Vila Franca de Xira | 73221 | 0.42167
| 6 wwtps | Viana do Castelo-industrial* | 53300 | 0.30695
|  | Tolosa** | 15000 | 0.086383
|  | Minde/Mira de Aire* | 11994 | 0.069072
|  | Alcochete*** | 27750 | 0.15981
|  | Cucena | 30600 | 0.17622
|  | TOTAL | 211865 | 1.2201
*preliminary step not clear
** it has also a lagoon
***preliminary step unclear and it has a lagoon instead of secondary sedimentation
| Subgroup | Mid size-secondary/no nutrients removal-primary sedimentation step-fixed biomass bioreactor-aerobic only | Design load (pe) | % of national design load
| 5.F | Portinho da Costa* | 140000 | 0.80624
*has no secondary sedimentation
| Subgroup | Mid size-secondary/no nutrients removal-primary sedimentation step-continuous suspended biomass bioreactor-A/O | Design load (pe) | % of national design load
| 5.G | Fernao Ferro | 32700 | 0.18832
| 5 wwtps | Pinhal Novo* | 24000 | 0.13821
|  | Carregado** | 20000 | 0.11518
|  | Palmela/Auto Europa | 50000 | 0.28794
|  | Quinta do Conde | 94000 | 0.54133
|  | TOTAL | 220700 | 1.271
* it has no preliminary treatment and sand-grit-grease removal and it has a lagoon
** the anoxic section is separate from the aerobic reactor in the form of a UASB
| FAMILY 6 | Mid size-nutrients removal-unavailable schemes | Design load (pe) | % of national design load
| 10 wwtps | Lamego | 19300 | 0.11115
|  | Peso da Regua | 25000 | 0.14397
|  | Vila Real | 84321 | 0.48559
|  | Vila Mea | 12771 | 0.073547
|  | S. Miguel | 40000 | 0.23035
|  | Reguengos de Monsaraz | 11050 | 0.063636
|  | Chaves | 57748 | 0.33256
|  | Nelas III | 14633 | 0.08427
|  | Poente de Mangualde | 12200 | 0.070258
|  | Afonsoeiro | 47940 | 0.27608
|  | TOTAL | 324963 | 1.8714
| Subgroup | Mid size-nutrients removal-No primary sedimentation step-continuous suspended biomass bioreactor-A/O | Design load (pe) | % of national design load
| 6.A | Oliveira do Hospital* | 17750 | 0.10222
| 7 wwtps | Palmeira | 32000 | 0.18428
|  | Seia* | 21156 | 0.12183
|  | Quinta do Lago*** | 27000 | 0.15549
|  | Albufeira Poente* | 133900 | 0.77111
|  | Portalegre | 48600 | 0.27988
|  | Viseu Sul** | 90000 | 0.5183
|  | TOTAL | 370406 | 2.1331
* it has chemical P precipitation
** chemical P precipitation + intermittent aeration in aerobic zone + MBR instead of secondary sedimentation
*** no info on preliminary step and primary step assumed absent. It has chemical P precipitation
| Subgroup | Mid size-nutrients removal-No primary sedimentation step-continuous suspended biomass bioreactor-A2/O | Design load (pe) | % of national design load
| 6.B | Santo Emiliao** | 22684 | 0.13063
| 2 wwtps | Elvas* | 19000 | 0.10942
|  | TOTAL | 41684 | 0.24005
* it has chemical P precipitation
** no info on preliminary step and primary step assumed absent
| Subgroup | Mid size-nutrients removal-primary sedimentation step-continuous suspended biomass bioreactor-A/O | Design load (pe) | % of national design load
| 6.C | Torrao | 10000 | 0.057589
| 3 wwtps | Ponte da Baia/Tamega | 45130 | 0.2599
|  | Castelo Branco* | 95565 | 0.55035
|  | TOTAL | 150695 | 0.86783
* it has chemical P precipitation
| Subgroup | Mid size-nutrients removal-primary sedimentation step-continuous suspended biomass bioreactor-aerobic only | Design load (pe) | % of national design load
| 6.D | Pedrogao Grande* | 26686 | 0.15368
* has no secondary sedimentation but has a lagoon
| Subgroup | Mid size-nutrients removal-primary sedimentation step-continuous suspended biomass bioreactor-A2/O | Design load (pe) | % of national design load
| 6.E | Evora* | 78601 | 0.45265
| 2 wwtps | Setubal | 123562 | 0.71158
|  | TOTAL | 202163 | 1.1642
*has also chemical P precipitation

## CHAP 5.2
SUBGROUP 1 | Big size-primary level-primary sedimentation step
nr of wwtps | 1
% of national design load | 5.3
SUBGROUP 2.A | Big size-secondary/no nutrients removal-No primary sedimentation step-continuous suspended biomass bioreactor-A/O
nr of wwtps | 1
% of national design load | 2.1
SUBGROUP 2.B | Big size-secondary/no nutrients removal-primary sedimentation step-continuous suspended biomass bioreactor-A/O
nr of wwtps | 5
% of national design load | 6.7
SUBGROUP 2.C | Big size-secondary/no nutrients removal-primary sedimentation step-continuous suspended biomass bioreactor-aerobic only
nr of wwtps | 13
% of national design load | 20.7
SUBGROUP 2.D | Big size-secondary/no nutrients removal-primary sedimentation step-fixed biomass bioreactor
nr of wwtps | 3
% of national design load | 6.7
SUBGROUP 2.E | Big size-secondary/no nutrients removal-primary sedimentation step-continuous suspended biomass bioreactor-A2/O
nr of wwtps | 1
% of national design load | 1.5
SUBGROUP 3.A | Big size-nutrients removal-No primary sedimentation step-continuous suspended biomass bioreactor-A2/O
nr of wwtps | 1
% of national design load | 1.7
SUBGROUP 3.B | Big size-nutrients removal-primary sedimentation step-continuous suspended biomass bioreactor-A/O
nr of wwtps | 4
% of national design load | 5.97
FAMILY 4 | Mid size-primary-unavailable schemes
nr of wwtps | 1
% of national design load | 0.2
SUBGROUP 4.A | Mid size-primary-No primary sedimentation step-batch suspended biomass bioreactor
nr of wwtps | 1
% of national design load | 0.1
SUBGROUP 4.B | Mid size-primary-primary sedimentation step-continuous suspended biomass bioreactor
nr of wwtps | 1
% of national design load | 0.1
SUBGROUP 4.C | Mid size-primary-primary sedimentation step-continuous fixed biomass bioreactor
nr of wwtps | 1
% of national design load | 0.1
SUBGROUP 4.D | Mid size-primary-primary sedimentation step
nr of wwtps | 2
% of national design load | 1.1
FAMILY 5 | Mid size-secondary/no nutrients removal-unavailable schemes
nr of wwtps | 12
% of national design load | 1.9
SUBGROUP 5.A | Mid size-secondary/no nutrients removal-No primary sedimentation step-continuous suspended biomass bioreactor-A/O
nr of wwtps | 4
% of national design load | 1.1
SUBGROUP 5.B | Mid size-secondary/no nutrients removal-No primary sedimentation step-continuous suspended biomass bioreactor-A2/O
nr of wwtps | 1
% of national design load | 0.14
SUBGROUP 5.C | Mid size-secondary/no nutrients removal-No primary sedimentation step-batch suspended biomass bioreactor
nr of wwtps | 1
% of national design load | 0.28
SUBGROUP 5.D | Mid size-secondary/no nutrients removal-No primary sedimentation step-continuous suspended biomass bioreactor-aerobic only
nr of wwtps | 8
% of national design load | 1.33
SUBGROUP 5.E | Mid size-secondary/no nutrients removal-primary sedimentation step-continuous suspended biomass bioreactor-aerobic only
nr of wwtps | 6
% of national design load | 1.22
SUBGROUP 5.F | Mid size-secondary/no nutrients removal-primary sedimentation step-fixed biomass bioreactor-aerobic only
nr of wwtps | 1
% of national design load | 0.81
SUBGROUP 5.G | Mid size-secondary/no nutrients removal-primary sedimentation step-continuous suspended biomass bioreactor-A/O
nr of wwtps | 5
% of national design load | 1.27
FAMILY 6 | Mid size-nutrients removal-unavailable schemes
nr of wwtps | 10
% of national design load | 1.87
SUBGROUP 6.A | Mid size-nutrients removal-No primary sedimentation step-continuous suspended biomass bioreactor-A/O
nr of wwtps | 7
% of national design load | 2.13
SUBGROUP 6.B | Mid size-nutrients removal-No primary sedimentation step-continuous suspended biomass bioreactor-A2/O
nr of wwtps | 2
% of national design load | 0.24
SUBGROUP 6.C | Mid size-nutrients removal-primary sedimentation step-continuous suspended biomass bioreactor-A/O
nr of wwtps | 3
% of national design load | 0.87
SUBGROUP 6.D | Mid size-nutrients removal-primary sedimentation step-continuous suspended biomass bioreactor-aerobic only
nr of wwtps | 1
% of national design load | 0.15
SUBGROUP 6.E | Mid size-nutrients removal-primary sedimentation step-continuous suspended biomass bioreactor-A2/O
nr of wwtps | 2
% of national design load | 1.16
FINAL FOCUS | (Total number of wwtps to retrofit by law: 108)
nr of wwtps | 68
% of national design load | 54.78
SUBGROUPS FOR WHICH RETROFITTING STRATEGIES WILL BE SUGGESTED
SUBGROUP 1 | Big size-primary level-complete primary step
SUBGROUP 2.A | Big size-secondary level-incomplete primary step-continuous suspended biomass bioreactor-A/O
SUBGROUP 2.B | Big size-secondary level-complete primary step-continuous suspended biomass bioreactor-A/O
SUBGROUP 2.C | Big size-secondary level-complete primary step-continuous suspended biomass bioreactor-aerobic only
SUBGROUP 2.E | Big size-secondary level-complete primary step-continuous suspended biomass bioreactor-A2/O
SUBGROUP 3.A | Big size-nutrients removal-incomplete primary step-continuous suspended biomass bioreactor-A2/O
SUBGROUP 3.B | Big size-nutrients removal-complete primary step-continuous suspended biomass bioreactor-A/O
SUBGROUP 4.B | Mid size-primary level-complete primary step-continuous suspended biomass bioreactor
SUBGROUP 4.D | Mid size-primary level-complete primary step
SUBGROUP 5.A | Mid size-secondary level-incomplete primary step-continuous suspended biomass bioreactor-A/O
SUBGROUP 5.B | Mid size-secondary level-incomplete primary step-continuous suspended biomass bioreactor-A2/O
SUBGROUP 5.D | Mid size-secondary level-incomplete primary step-continuous suspended biomass bioreactor-aerobic only
SUBGROUP 5.E | Mid size-secondary level-complete primary step-continuous suspended biomass bioreactor-aerobic only
SUBGROUP 5.G | Mid size-secondary level-complete primary step-continuous suspended biomass bioreactor-A/O
SUBGROUP 6.A | Mid size-nutrients removal-incomplete primary step-continuous suspended biomass bioreactor-A/O
SUBGROUP 6.B | Mid size-nutrients removal-incomplete primary step-continuous suspended biomass bioreactor-A2/O
SUBGROUP 6.C | Mid size-nutrients removal-complete primary step-continuous suspended biomass bioreactor-A/O
SUBGROUP 6.D | Mid size-nutrients removal-complete primary step-continuous suspended biomass bioreactor-aerobic only
SUBGROUP 6.E | Mid size-nutrients removal-complete primary step-continuous suspended biomass bioreactor-A2/O

## TOP PLANTS DK
extra source 1 | extra source 2 | extra source 3 | extra source 4 | extra source 5 | extra source 6 | uwwNUTS | uwwCode | uwwName | uwwCapacity (PE) | uwwWasteWaterTreated (m3/year) | Conventional water line steps missing | Water line nutrients removal steps | effluent BOD (mg/L) | effluent COD (mg/L) | BOD % removal | COD % removal | N % removal | N effluent (mg/L) | P % removal | P effluent (mg/L) | Energy consumption (kWh/m3) | Chemicals consumption (kg/m3) | Dry Sludge production (kg/m3) | Land requirements (m2/pe) | Preliminary screening and sieving | Sand grit and grease tanks | Primary coagulation-flocculation separate tanks | Primary sedimentation tanks | Compact primary treatment tanks (Sedipac-Multiflo) | Salsnes filter for C harvest | equalization tanks | Storm water storage tanks | Biological reactors | secondary sedimentation tanks | Extra C source dosing for denitriphication step | Polyelectrolyte dosing for coagulation/flocculation | side stream NH4 removal step on liquors recycled from sludge line back to water line | Intermittent aeration in aerobic tanks (no need of specific anoxic tanks) | Chemicals dosing for P precipitation | Activated return sludge (to improve sludge settleability and reduce excess sludge production) | recycled reject water from sludge line fermentation to prepare influent for EBPR | recycled sludges fermentation to prepare influent for EBPR | raw influent fermentation to prepare it for EBPR | Final reaeration | Granular sludge recycle technology to improve settleability | online sensors connected to a SCADA for extensive automation and online control | Digital twin model of the WWTP
Lynetten WWTP ¦ BIOFOS | Life cycle assessment as development and decision support tool for wastewater resource recovery technology - ScienceDirect | Sustainability steers innovation at Copenhagen’s wastewater treatment plants - Kemira |  |  |  | DK011 | DK1010005 | Renseanlæg Lynetten | 1200000 | 55997039 |  | PRIMARY COAG-FLOCC + OD-BNR + POST CHEM P REMOVAL | 2.9597 | 38.2899 | 99.0025 | 95.1705 | 89.08 | 6.44 | 94.77 | 0.4 |  |  |  |  | TRUE | TRUE | TRUE | TRUE | FALSE | FALSE | FALSE | FALSE | OD-A2/O | TRUE | TRUE |  |  | TRUE | TRUE | [6 empty] | TRUE | VERO****
https://www.bing.com/ck/a?!&&p=179ee9b3826d8dc950deb27a379da18418f4b1802222e08eab4f9916e7121e82JmltdHM9MTc3MTQ1OTIwMA&ptn=3&ver=2&hsh=4&fclid=27a8491b-f3e7-64ff-1d32-5d20f29065f3&psq=The+wastewater+treatment+Renseanl%c3%a6g+Damhus%c3%a5en&u=a1aHR0cHM6Ly9iaW9mb3MuZGsvZmlsZXMvbWVkaWEvZG9jdW1lbnQvMjA4MDAlMjBBbmwlQzMlQTZnc2RhdGFfRGFtaHVzYSVDQyU4QWVuX1VLX0ZJTkFMLnBkZg | Wastewater Treatment Plant Damhusåen Wastewater Treatment Plant | 20800 Anlægsdata_Damhusåen_DK_FINAL.pdf | Damhusåen WWTP ¦ BIOFOS |  |  | DK011 | DK1010006 | Renseanlæg Damhusåen | 470000 | 24787102 |  | A/O + CHEM P REMOVAL + SIDE STREAM HYDROLYSIS | 3.2308 | 32.996 | 98.7071 | 95.4552 | 89.2 | 6.12 | 91.71 | 0.62 |  |  |  |  | TRUE | TRUE | FALSE | TRUE | FALSE | FALSE | TRUE | FALSE | OD-A/O | TRUE |  |  |  | TRUE | TRUE |  |  | TRUE
Phosphorus recycling in urban areas. A comparative study of nutrient recycling from urban wastewater in two Danish cities. | AVEDØRE (Denmark) Municipal WWTP - Case Study | https://www.bing.com/ck/a?!&&p=b35471539b7b5515339fed03d38553d77bf1c4aa1a16c5ff6284a0eca7fb4544JmltdHM9MTc3Mzg3ODQwMA&ptn=3&ver=2&hsh=4&fclid=27a8491b-f3e7-64ff-1d32-5d20f29065f3&psq=Implementation+of+a+dynamic+cost+calculation+module+for+Aved%c3%b8re+WWTP+using+WEST&u=a1aHR0cHM6Ly93d3cyLmllYS5sdGguc2UvcHVibGljYXRpb25zL1JlcG9ydHMvTFRILUlFQS03MjI4LnBkZiM6fjp0ZXh0PVRoaXMlMjB3b3JrJTIwcHJlc2VudHMlMjByZXN1bHRzJTIwb2YlMjB0aGUlMjBpbXBsZW1lbnRhdGlvbiUyMG9mLG1vZGVsJTIwYWxyZWFkeSUyMGF2YWlsYWJsZSUyMGluJTIwdGhlJTIwV0VTVCVDMiVBRSUyMG1vZGVsbGluZyUyMHBsYXRmb3JtLg |  |  |  | DK012 | DK1670001 | Spildevandscenter Avedøre | 400000 | 21921945 |  | OD-A2/O + POST CHEM P REMOVAL | 2.3307 | 28.4168 | 99.1191 | 95.8896 | 90.9 | 4.99 | 90.43 | 0.71 |  |  |  |  | TRUE | TRUE | FALSE | TRUE | FALSE | FALSE | FALSE | FALSE | OD-A2/O | TRUE |  |  |  | TRUE | TRUE |  |  | TRUE |  |  |  | TRUE | TRUE
https://www.bing.com/ck/a?!&&p=9e9937b59803a262f7ffade644f32bf24be8c93fa65ea4dea124fd33852ffd46JmltdHM9MTc3MTU0NTYwMA&ptn=3&ver=2&hsh=4&fclid=27a8491b-f3e7-64ff-1d32-5d20f29065f3&psq=Enhanced+degradation+of+organic+micro-pollutants+in+aerobic+post-treatment+of+digested+sludge&u=a1aHR0cHM6Ly9wcm9qZWt0ZXIuYWF1LmRrL3Byb2pla3Rlci9maWxlcy8xNzcyODMyMy9FbmhhbmNlZF9kZWdyYWRhdGlvbl9vZl9vcmdhbmljX21pY3JvLXBvbGx1dGFudHNfaW5fYWVyb2JpY19wb3N0LXRyZWF0bWVudF9vZl9kaWdlc3RlZF9zbHVkZ2VfS19GdXJnYWxfMTVfMDZfMDkucGRm | https://www.bing.com/ck/a?!&&p=6cd02b838aebd5f15622a3ffa422db9c973a1044c6b7694bed52c399abbb5bf4JmltdHM9MTc3MTU0NTYwMA&ptn=3&ver=2&hsh=4&fclid=27a8491b-f3e7-64ff-1d32-5d20f29065f3&psq=Bilag+2+-+Chemical+phosphorus+(P)+mapping+in+wastewater+treatment+plants+(WWTPs)+towards+efficient+P+recovery+Qian+Wang+and+Ulla+Gro+Nielsen%2c+University+of+Southern+Denmark&u=a1aHR0cHM6Ly93d3cuYmlsbHVuZHZhbmQuZGsvbWVkaWEvMTgwMC9mb3Nmb3JtaW5pbmctcHJvamVrdC1yYXBwb3J0LWJpbGFnLTItZW5nLnBkZg | The case of VCS Denmark – progress beyond net energy production - The Source |  |  |  | DK031 | DK4610302 | Ejby Mølle Renseanlæg | 385000 | 15739000 |  | CHEM P REMOVAL + (TF + FILT) or (OD-A2/O + REJECT WATER TREATMENT (DEMON)) + POST AERATION | 1.6541 | 20.6207 | 99.4032 | 96.8006 | 88.5765 | 4.7779 | 94.5317 | 0.33846 | 0.506 |  | 1.5074 |  | TRUE | TRUE | FALSE | TRUE | FALSE | FALSE | FALSE | TRUE | OD-A2/O + TF | TRUE |  | TRUE | TRUE | TRUE | TRUE |  |  |  |  | TRUE |  | TRUE
https://www.bing.com/ck/a?!&&p=6a1ca70ccd33ca5fd237793cc001dca149daafadaf242b071c545deb313905c2JmltdHM9MTc3MTU0NTYwMA&ptn=3&ver=2&hsh=4&fclid=27a8491b-f3e7-64ff-1d32-5d20f29065f3&psq=Frederikshavn+WWTP&u=a1aHR0cHM6Ly93d3cuYWNhZGVtaWEuZWR1LzE5NTMyMzg4L0xvbmdfVGVybV9GdWxsX1NjYWxlX0NvbXBhcmlzb25fb2ZfQWN0aXZhdGVkX1NsdWRnZV9BU193aXRoX0Jpb2xvZ2ljYWxfQWVyYXRlZF9GaWx0ZXJfQkFGXw | https://www.semanticscholar.org/paper/WWTP-Process-Tank-Modelling%3A-The-Integration-of-Laursen/be8970851170bf46948a8e0617fe0fae07234477 | https://www.bing.com/ck/a?!&&p=6efd099e94b20335f937b844453d2b2a0f771a1a111f25b765b97c9987bdbe14JmltdHM9MTc3MTYzMjAwMA&ptn=3&ver=2&hsh=4&fclid=27a8491b-f3e7-64ff-1d32-5d20f29065f3&psq=LONG+TERM+FULL+SCALE+COMPARISON+%0d%0aOF+ACTIVATED+SLUDGE+(AS)+WITH+BIOLOGICAL+AERATED+FILTER+(BAF)+%0d%0aRene+Hansen*%2c+Torben.+Th%c3%b8gersen*+and+Frank+Rogalla**&u=a1aHR0cHM6Ly93d3cucmVzZWFyY2hnYXRlLm5ldC9wdWJsaWNhdGlvbi8yMzM2MzM3OTBfTG9uZ19UZXJtX0Z1bGxfU2NhbGVfQ29tcGFyaXNvbl9vZl9BY3RpdmF0ZWRfU2x1ZGdlX0FTX3dpdGhfQmlvbG9naWNhbF9BZXJhdGVkX0ZpbHRlcl9CQUY | 2024.04-Frederikshavn-Water-Utility_web.pdf |  |  | DK050 | DK8130337 | Frederikshavn | 92383 | 4613914 |  | A/O + CHEM P REMOVAL + C SOURCE or UPFLOW-BAF-A/O + C SOURCE + ANOXIC TANK | 5.0861 | 39.2894 | 96.7173 | 89.1175 | 80.8176 | 8.1926 | 95.3188 | 0.23169 | 0.31947 | 0.047899 |  |  | TRUE | TRUE | FALSE | TRUE | FALSE | FALSE | FALSE | FALSE | A/O + BAF + POST DN | TRUE | TRUE |  |  | TRUE | TRUE | [6 empty] | TRUE
Wastewater Treatment and Resource Recovery | https://www.bing.com/ck/a?!&&p=a3f19603c551271f525bc7ef9707967a1734e40a2957be7e28975be89c6b7711JmltdHM9MTc3MTgwNDgwMA&ptn=3&ver=2&hsh=4&fclid=27a8491b-f3e7-64ff-1d32-5d20f29065f3&psq=aalborg+west+wwtp&u=a1aHR0cHM6Ly93d3cucmVzZWFyY2hnYXRlLm5ldC9maWd1cmUvQWVyaWFsLXZpZXctb2YtdGhlLUFhbGJvcmctV2VzdC1XV1RQLVRoZS1hZXJhdGlvbi10YW5rcy1hcmUtbC1vLWNhdGVkLWluLXRoZS1mYXItZW5kX2ZpZzExXzM2MjIyMjg5 |  |  |  |  | DK050 | DK8510333 | Aalborg Vest | 227000 | 18507010 |  | ANAEROBIC TANK + OD-A/O + CHEM P REMOVAL | 0.0029178 | 31.0095 | 99.9986 | 94.1929 | 85.9839 | 5.445 | 85.4854 | 0.82034 |  |  |  |  | TRUE | TRUE | FALSE | TRUE | FALSE |  | FALSE | FALSE | OD-A2/O | TRUE |  |  |  | TRUE | TRUE | [5 empty] | TRUE | TRUE
https://www.bing.com/ck/a?!&&p=6683f720aa31261a42f898d5996002b00ff4a1a5c553395fd304789a26a1ec38JmltdHM9MTc3MTU0NTYwMA&ptn=3&ver=2&hsh=4&fclid=27a8491b-f3e7-64ff-1d32-5d20f29065f3&psq=Ringk%c3%b8bing-Skjern+Kommune+Bilag+7+til+Spildevandsplan+2024-2031&u=a1aHR0cHM6Ly93d3cucmtzay5kay9GaWxlcy9GaWxlcy9Cb3JnZXIvQWZmYWxkLWVuZXJnaS1taWxqby9TcGlsZGV2YW5kJTIwb2clMjBuZWRzaXZuaW5nL1NwaWxkZXZhbmRzcGxhbiUyMDIwMjQtMjAzMS9CaWxhZy03LVJlbnNlYW5sQWVnLnBkZg | Wastewater Treatment Plant Ringkøbing Wastewater Treatment Plant | https://www.bing.com/ck/a?!&&p=6683f720aa31261a42f898d5996002b00ff4a1a5c553395fd304789a26a1ec38JmltdHM9MTc3MTU0NTYwMA&ptn=3&ver=2&hsh=4&fclid=27a8491b-f3e7-64ff-1d32-5d20f29065f3&psq=Ringk%c3%b8bing-Skjern+Kommune+Bilag+7+til+Spildevandsplan+2024-2031&u=a1aHR0cHM6Ly93d3cucmtzay5kay9GaWxlcy9GaWxlcy9Cb3JnZXIvQWZmYWxkLWVuZXJnaS1taWxqby9TcGlsZGV2YW5kJTIwb2clMjBuZWRzaXZuaW5nL1NwaWxkZXZhbmRzcGxhbiUyMDIwMjQtMjAzMS9CaWxhZy03LVJlbnNlYW5sQWVnLnBkZg | 4551631-7259116-1.pdf |  |  | DK041 | DK6671002 | Ringkøbing | 42500 | 2147036 |  | A/O + CHEM P REMOVAL | 2.8281 | 25.9907 | 98.2173 | 95.2529 | 86.978 | 5.3697 | 94.2039 | 0.35165 |  |  |  | 0.42353 | TRUE | TRUE | FALSE | TRUE | FALSE | FALSE | FALSE | FALSE | OD-A/O | TRUE |  |  |  | TRUE | TRUE
Modeling and Optimization of Wastewater Treatment Plants with Deep Learning and Reinforcement Learning - Aalborg University's Research Portal | BLUEKOLDING ¦ Veolia Water Technologies Netherlands | Wastewater treatment plants, loading and treatment | Coupling of weather forecasts and smart grid-control of wastewater inlet to Kolding WWTP (Denmark) - Welcome to DTU Research Database |  |  | DK032 | DK6210038 | KOLDING CENTRALRENS. | 125000 | 9632342 |  | CAS-A2/O + CHEM P REMOVAL | 2.5328 | 23.2407 | 98.3959 | 94.0081 | 87.3342 | 4.6755 | 91.0928 | 0.45949 |  | 0.048156 |  |  | TRUE | TRUE | FALSE | TRUE | FALSE | FALSE | TRUE | TRUE | OD-A2/O | TRUE |  |  |  | TRUE | TRUE | [6 empty] | TRUE | TRUE
https://www.bing.com/ck/a?!&&p=1e4d69d0cbb9376390d03a23e779e66b9cc598ec23809a29b3b327ada775a4bbJmltdHM9MTc3MTU0NTYwMA&ptn=3&ver=2&hsh=4&fclid=27a8491b-f3e7-64ff-1d32-5d20f29065f3&psq=Flemming+B.+M%c3%b8ller+marseliborg&u=a1aHR0cHM6Ly93d3cubWFybWFyYS5nb3YudHIvdXBsb2Fkcy9vbGQtc2l0ZS8yMDIwLzEyL0ZsZW1taW5nLUIuLU1vbGxlci5wZGY | Marselisborg WWTP - Aarhus Vand | Marselisborg: A path to an energy neutral water sector ¦ Danfoss | PowerPoint-præsentation | Marselisborg WWTP - from wastewater plant to power plant |  | DK042 | DK7510138 | Marselisborg | 220000 | 9449141 |  | CHEM P REM + OD-A2/O + FILT + REJECT WATER TREATMENT (DEMON)* | 2.3313 | 26.1454 | 99.2761 | 96.2743 | 89.4975 | 6.1511 | 96.0151 | 0.29749 | 0.34924 |  |  |  | TRUE | TRUE | FALSE | TRUE | FALSE | FALSE | FALSE | TRUE | OD-A2/O | TRUE |  |  | TRUE | TRUE | TRUE | [6 empty] | TRUE
Greenhouse gas emissions from wastewater treatment plants: measurements and carbon footprint assessment - Welcome to DTU Research Database | https://www.bing.com/ck/a?!&&p=5959268367ce73d36fdf17d31f5ffe0a5608839eedde006b85a18a13e3e45900JmltdHM9MTc3MTgwNDgwMA&ptn=3&ver=2&hsh=4&fclid=27a8491b-f3e7-64ff-1d32-5d20f29065f3&psq=Ressourcetjek+af+udvalgte+renseanl%c3%a6g+Partnerskab+om+ressourceudnyttelse+i+vandsektoren&u=a1aHR0cHM6Ly93d3cyLm1zdC5kay9VZGdpdi9wdWJsaWthdGlvbmVyLzIwMjAvMDYvOTc4LTg3LTcwMzgtMTk2LTMucGRm | Wastewater treatment plant HOLBÆK wastewater treatment plant |  |  |  | DK022 | DK3150008 | HOLBÆK | 60000 | 2670749 | PRIMARY SEDIMENTATION TANK | SBR + CHEM P REMOVAL + FILT + REJECT WATER TREATMENT (DEMON) |  |  |  |  | 93.3552 | 4.0517 | 89.5748 | 0.84358 |  |  |  |  | NA | NA | NA | NA | NA | NA | NA | NA | SBR-A/O | NA |  |  | TRUE | TRUE | TRUE
[6 empty] | DK013 | DK1510001 | Måløv Rens | 70000 | 3581228 | [6 empty] | 93.6103 | 3.8772 | 93.9558 | 0.4895
[6 empty] | DK011 | DK1550001 | Dragør | 22500 | 1680393 | [6 empty] | 90.4153 | 3.0624 | 93.3046 | 0.32373
Wastewater Treatment Plant Lillerød Wastewater Treatment Plant | [5 empty] | DK013 | DK2010005 | Lillerød Renseanlæg | 16210 | 1754115 | PRIMARY SEDIMENTATION TANK | A-O + CHEM P REMOVAL | 2.2176 | 29.6138 | 98.8065 | 93.8121 | 95.2689 | 3.0557 | 95.0922 | 0.4994 |  |  |  |  | TRUE | TRUE | FALSE | FALSE | FALSE |  | FALSE | TRUE | OD-A/O | TRUE |  |  |  | TRUE | TRUE
[6 empty] | DK013 | DK2050001 | Sjælsø | 15000 | 1193000 | [6 empty] | 92.0168 | 4.2741 | 96.7222 | 0.50629
https://www.bing.com/ck/a?!&&p=03b5abd930a9a9b4f1ccadf9533eed6d6f20470b6eaa24c30aa04e12508c28d8JmltdHM9MTc3MTU0NTYwMA&ptn=3&ver=2&hsh=4&fclid=27a8491b-f3e7-64ff-1d32-5d20f29065f3&psq=dk013+dk2070002+stavnsholt+renseanlegg&u=a1aHR0cHM6Ly9ub3ZhZm9zLmRrL2ZpbGVzL21lZGlhL2RvY3VtZW50L1BsYW5jaGVyX0EwX1N0YXZuc2hvbHQlMjBSZW5zZWFubGFlZy5wZGY | [5 empty] | DK013 | DK2070002 | Stavnsholt | 31696 | 1385882 |  | CAS-A/O + CHEM P REMOVAL + FILT | 1.5001 | 23.5135 | 99.4876 | 97.8969 | 96.581 | 2.7304 | 99.2705 | 0.082258 |  |  | 1.0102 |  | TRUE | TRUE | FALSE | TRUE | FALSE | FALSE | FALSE | FALSE | CAS-A/O + BAF | TRUE |  |  |  | TRUE | TRUE
[6 empty] | DK013 | DK2090004 | Frederikssund | 48000 | 2167631 | [6 empty] | 93.8905 | 3.1103 | 94.3942 | 0.29433
https://www.bing.com/ck/a?!&&p=9db9fcdb24d5862d783425d8b96aff3d1e8c6f810463e473988caca2eb9dde19JmltdHM9MTc3MTI4NjQwMA&ptn=3&ver=2&hsh=4&fclid=27a8491b-f3e7-64ff-1d32-5d20f29065f3&psq=FACT+SHEET+AND+FLOWCHART+FOR+WWTP+HCR+SYD&u=a1aHR0cHM6Ly9oZm9ycy5kay9maWxlcy9tZWRpYS9kb2N1bWVudC9GYWN0JTIwc2hlZXQlMjBhbmQlMjBmbG93Y2hhcnQlMjBmb3IlMjBXV1RQJTIwSENSJTIwU3lkX0gyX0ZJTkFMLnBkZg | 9.-HCR_Syd-Temperature-issues-and-a-possible-solution-for-operation-of-DEMON-reactor-at-HCR-Syd_SLS.pdf |  |  |  |  | DK014 | DK2190020 | HCRSyd | 68000 | 5500023 | PRIMARY SEDIMENTATION TANKS | PRIMARY COAG-FLOCC SALSNES FILTER+ BNR + POST CHEM P REMOVAL + FILT + LAGOONS | 1.6127 | 26.4672 | 99.0694 | 94.6957 | 94.7166 | 2.1233 | 97.6655 | 0.16291 |  |  |  |  | TRUE | TRUE | FALSE | FALSE | FALSE | TRUE | FALSE | FALSE | CAS-A2/O | TRUE |  | TRUE | TRUE | TRUE | TRUE
[6 empty] | DK013 | DK2230002 | Usserød | 50000 | 3500370 | [6 empty] | 91.7873 | 4.2033 | 95.392 | 0.36139
[6 empty] | DK013 | DK2250019 | Tørslev | 13000 | 514176 | [6 empty] | 95.3127 | 2.4389 | 97.5904 | 0.20227
https://www.bing.com/ck/a?!&&p=5959268367ce73d36fdf17d31f5ffe0a5608839eedde006b85a18a13e3e45900JmltdHM9MTc3MTgwNDgwMA&ptn=3&ver=2&hsh=4&fclid=27a8491b-f3e7-64ff-1d32-5d20f29065f3&psq=Ressourcetjek+af+udvalgte+renseanl%c3%a6g+Partnerskab+om+ressourceudnyttelse+i+vandsektoren&u=a1aHR0cHM6Ly93d3cyLm1zdC5kay9VZGdpdi9wdWJsaWthdGlvbmVyLzIwMjAvMDYvOTc4LTg3LTcwMzgtMTk2LTMucGRm | Nivå Wastewater Treatment Plant ¦ Fredensborg Utility | Wastewater treatment plants | https://www.bing.com/ck/a?!&&p=5959268367ce73d36fdf17d31f5ffe0a5608839eedde006b85a18a13e3e45900JmltdHM9MTc3MTgwNDgwMA&ptn=3&ver=2&hsh=4&fclid=27a8491b-f3e7-64ff-1d32-5d20f29065f3&psq=Ressourcetjek+af+udvalgte+renseanl%c3%a6g+Partnerskab+om+ressourceudnyttelse+i+vandsektoren&u=a1aHR0cHM6Ly93d3cyLm1zdC5kay9VZGdpdi9wdWJsaWthdGlvbmVyLzIwMjAvMDYvOTc4LTg3LTcwMzgtMTk2LTMucGRm | Wastewater Treatment Plant Nivå Wastewater Treatment Plant |  | DK013 | DK2270005 | Nivå Renseanlæg | 17085 | 1645530 | PRIMARY SEDIMENTATION TANK | ANAEROBIC TANK + OD-A/O + CHEM P REMOVAL + FINAL REAREATION | 4.5718 | 34.8623 | 98.1555 | 94.3733 | 93.8228 | 3.6262 | 93.7303 | 0.47219 |  |  |  |  | TRUE | TRUE | FALSE | TRUE | FALSE | FALSE | FALSE | FALSE | OD-A2/O | TRUE |  |  |  | TRUE | TRUE |  |  |  |  | TRUE |  | TRUE
[6 empty] | DK013 | DK2330005 | Slangerup | 12000 | 639778 | [6 empty] | 94.2803 | 2.8479 | 97.3307 | 0.19225
[6 empty] | DK013 | DK2350006 | Stenløse | 16000 | 789832 | [6 empty] | 96.9267 | 1.6611 | 93.3481 | 0.45706
[6 empty] | DK013 | DK2370010 | Ølstykke | 24000 | 1309210 | [6 empty] | 94.7485 | 2.4503 | 95.9436 | 0.30782
[6 empty] | DK022 | DK2530001 | Mosede | 60000 | 4367423 | [6 empty] | 92.5352 | 3.7532 | 91.5093 | 0.55296
[6 empty] | DK013 | DK2550001 | Jyllinge | 17000 | 685340 | [6 empty] | 95.0465 | 3.5705 | 93.0766 | 0.67412
[6 empty] | DK022 | DK2570001 | Hvalsø | 11517 | 647069 | [6 empty] | 95.8173 | 2.1651 | 96.2022 | 0.25654
Renseanlæg Køge-Egnens Renseanlæg I/S | KØGE, DENMARK | https://www.bing.com/ck/a?!&&p=3b913e2f465132ded94e8c699a9746bdcc2fc629a0b67a899279180e1ac54434JmltdHM9MTc3MTQ1OTIwMA&ptn=3&ver=2&hsh=4&fclid=27a8491b-f3e7-64ff-1d32-5d20f29065f3&psq=DK022%09DK2590009%09K%c3%b8ge-Egnens+Renseanl%c3%a6g+I%2fS&u=a1aHR0cHM6Ly93d3cua29lZ2UuZGsvSGVhcmluZ01lZGlhL2Zvcm55ZXRfdWRsZWRuaW5nc3RpbGxhZGVsc2Vfa8O4Z2VfZWduZW5zX3JlbnNlYW5sw6ZnX2tHT0sucGRm |  |  |  | DK022 | DK2590009 | Køge-Egnens Renseanlæg I/S | 100000 | 4880787 |  | OD-A/O + CHEM P REMOVAL | 2.3517 | 32.663 | 99.313 | 97.035 | 95.7001 | 3.5339 | 96.0129 | 0.51057 |  |  |  |  | TRUE | TRUE | FALSE | TRUE | FALSE | FALSE | TRUE | TRUE | OD-A/O | TRUE |  |  |  | TRUE | TRUE | [6 empty] | TRUE | TRUE
Licitation ¦ BygTek.dk | Cost-efficient capacity expansion of Viby WWTP | Renseanlæg Viby renseanlæg |  |  |  | DK022 | DK2630001 | Viby | 22500 | 702478 |  | A/O + CHEM P REMOVAL + C SOURCE + FILT + GRANULAR SLUDGE RECYCLE | 1.7652 | 22.264 | 98.9747 | 94.9202 | 95.1218 | 1.936 | 95.8493 | 0.21638 |  |  |  |  | TRUE | TRUE | FALSE | TRUE | FALSE | FALSE | FALSE | FALSE | OD-A/O | TRUE | TRUE |  |  | TRUE | TRUE | [5 empty] | TRUE | TRUE | TRUE
Phosphorus recycling in urban areas. A comparative study of nutrient recycling from urban wastewater in two Danish cities. | Bjergmarken WWTP, Roskilde (Forsyning A/S) | Increasing energy efficiency in Bjergmarken WWTP |  |  |  | DK022 | DK2650002 | Bjergmarken | 125000 | 5893313 | PRIMARY SEDIMENTATION TANKS | A2/O + POST CHEM P REMOVAL | 4.9196 | 39.3795 | 98.0396 | 93.9248 | 92.7655 | 3.5167 | 91.4314 | 0.5228 |  |  |  |  | TRUE | TRUE | FALSE | FALSE | FALSE | FALSE | FALSE | FALSE | CAS-A2/O | TRUE |  |  |  |  | TRUE
[6 empty] | DK022 | DK2690001 | Solrød | 24500 | 1867698 | [6 empty] | 94.8284 | 2.5406 | 89.5133 | 0.69444
Wastewater Treatment Plant Strøby Ladeplads Wastewater Treatment Plant | [5 empty] | DK022 | DK2710016 | Strøby Ladeplads | 13000 | 1060151 | PRIMARY SEDIMENTATION TANK | A-O + CHEM P REMOVAL | 3.1977 | 29.8052 | 98.5978 | 95.1199 | 94.7725 | 2.5798 | 95.5092 | 0.28864 |  |  |  |  | TRUE | TRUE | FALSE | FALSE | FALSE | FALSE | FALSE | FALSE | OD-A/O | TRUE |  |  |  | TRUE | TRUE
Wastewater Treatment Plant Fårevejle Wastewater Treatment Plant | Wastewater - Odsherred Forsyning | https://www.bing.com/ck/a?!&&p=5959268367ce73d36fdf17d31f5ffe0a5608839eedde006b85a18a13e3e45900JmltdHM9MTc3MTgwNDgwMA&ptn=3&ver=2&hsh=4&fclid=27a8491b-f3e7-64ff-1d32-5d20f29065f3&psq=Ressourcetjek+af+udvalgte+renseanl%c3%a6g+Partnerskab+om+ressourceudnyttelse+i+vandsektoren&u=a1aHR0cHM6Ly93d3cyLm1zdC5kay9VZGdpdi9wdWJsaWthdGlvbmVyLzIwMjAvMDYvOTc4LTg3LTcwMzgtMTk2LTMucGRm |  |  |  | DK022 | DK3050006 | Fårevejle renseanlæg | 26200 | 1058551 | PRIMARY SEDIMENTATION TANK | OCO PRIMARY TREATMENT-OD-A/O + CHEM P REMOVAL | 2.9767 | 34.3422 | 98.6102 | 94.9129 | 93.6469 | 3.0154 | 96.5164 | 0.29852 |  |  |  |  | TRUE | TRUE | FALSE | FALSE | FALSE | FALSE | FALSE | FALSE | OD-A/O | TRUE |  |  |  | TRUE | TRUE
[6 empty] | DK022 | DK3130005 | HASLEV C. | 23000 | 1499201 | [6 empty] | 93.6916 | 2.3613 | 99.6491 | 0.028015
Wastewater Treatment Plant KORSØR WASTEWATER TREATMENT PLANT | New climate-adapted wastewater treatment plant in Slagelse |  |  |  |  | DK022 | DK3250012 | KORSØR RENSEANLÆG | 40000 | 1766096 | ? | A-O + CHEM P REMOVAL | 1.9161 | 30.3743 | 98.7891 | 93.4278 | 99.9905 | 0.0045298 | 96.3895 | 0.24461 |  |  |  |  | TRUE | TRUE | FALSE | VERO* | FALSE | FALSE | FALSE | FALSE | OD-A/O | TRUE |  |  |  | TRUE | TRUE | [6 empty] | TRUE | TRUE
[6 empty] | DK022 | DK3290030 | RINGSTED C | 148000 | 4956955 | [6 empty] | 94.4046 | 3.8978 | 98.1115 | 0.15957
[6 empty] | DK022 | DK3310010 | SKÆLSKØR | 35000 | 752410 | [6 empty] | 93.7108 | 3.0555 | 98.5284 | 0.11829
DHI Report UK | https://www.bing.com/ck/a?!&&p=5959268367ce73d36fdf17d31f5ffe0a5608839eedde006b85a18a13e3e45900JmltdHM9MTc3MTgwNDgwMA&ptn=3&ver=2&hsh=4&fclid=27a8491b-f3e7-64ff-1d32-5d20f29065f3&psq=Ressourcetjek+af+udvalgte+renseanl%c3%a6g+Partnerskab+om+ressourceudnyttelse+i+vandsektoren&u=a1aHR0cHM6Ly93d3cyLm1zdC5kay9VZGdpdi9wdWJsaWthdGlvbmVyLzIwMjAvMDYvOTc4LTg3LTcwMzgtMTk2LTMucGRm | Film about wastewater treatment plants | New climate-adapted wastewater treatment plant in Slagelse |  |  | DK022 | DK3330007 | SLAGELSE | 115000 | 3270048 |  | CAS-A/O + OD-A/O + CHEM P REMOVAL + REJECT WATER TREATMENT | 2.0935 | 24.6831 | 99.5018 | 97.4368 | 93.7827 | 3.3587 | 94.2358 | 0.4633 |  |  | 0.44648 |  | TRUE | TRUE | FALSE | TRUE | FALSE | FALSE | FALSE | FALSE | OD-A/O | TRUE |  |  |  | TRUE | TRUE | TRUE | [5 empty] | TRUE | TRUE
Wastewater Treatment Plant Sorø Wastewater Treatment Plant | [5 empty] | DK022 | DK3350012 | SORØ CENTRALRENSEANLÆG | 30000 | 1391034 | ? | A-O + CHEM P REMOVAL + LAG | 2.1825 | 30.4953 | 99.2225 | 95.7694 | 94.704 | 2.7117 | 96.4927 | 0.31056 |  |  |  |  | TRUE | TRUE | FALSE | FALSE | FALSE | FALSE | FALSE | FALSE | OD-A/O | TRUE |  |  |  | TRUE | TRUE
[6 empty] | DK022 | DK3410011 | TORNVED C. | 22500 | 1041443 | [6 empty] | 93.8504 | 2.7635 | 92.341 | 0.45802
[6 empty] | DK022 | DK3510001 | FAKSE | 62349 | 1936646 | [6 empty] | 92.9015 | 2.9804 | 94.3442 | 0.33976
[6 empty] | DK022 | DK3570004 | HOLME OLSTRUP | 11074 | 854684 | [6 empty] | 91.9795 | 2.0651 | 94.1689 | 0.18018
[6 empty] | DK022 | DK3650006 | STEGE | 13600 | 827079 | [6 empty] | 92.8425 | 2.9985 | 97.5479 | 0.28171
[6 empty] | DK022 | DK3690001 | NYKØBING F. NORD | 35794 | 2747202 | [6 empty] | 92.9718 | 3.5542 | 93.2554 | 0.49141
Retrofitting THP to an Existing AD of WAS ¦ Cambi Literature | [5 empty] | DK022 | DK3730001 | NÆSTVED | 89000 | 7127360 | PRIMARY SEDIMENTATION TANKS | A/O (BIODENIPHO?) | 1.8878 | 26.1988 | 98.5808 | 92.8722 | 93.0742 | 2.5352 | 86.5527 | 0.61692 |  |  |  |  | TRUE | TRUE | FALSE | FALSE | FALSE |  | FALSE | TRUE | A/O | TRUE |  |  |  | TRUE | [5 empty] | TRUE
[6 empty] | DK022 | DK3770011 | Præstø Renseanlæg | 12000 | 886662 | [6 empty] | 93.569 | 2.4643 | 94.8757 | 0.33948
[6 empty] | DK022 | DK3830004 | RØDBY HAVN | 15828 | 852627 | [6 empty] | 91.7364 | 2.4079 | 89.2908 | 0.35068
[6 empty] | DK022 | DK3890001 | U8 ST.HEDDINGE | 12000 | 410071 | [6 empty] | 96.9649 | 2.1362 | 98.4251 | 0.20728
[6 empty] | DK022 | DK3950001 | Marielyst Renseanlæg | 20000 | 644604 | [6 empty] | 93.8269 | 3.8628 | 93.8408 | 0.57244
Wastewater Treatment Plant Rønne Wastewater Treatment Plant | Reducing hydraulic loading to maximise efficiency in a wastewater treatment plant |  |  |  |  | DK014 | DK4070101 | Rønne Renseanlæg | 70000 | 2715872 | PRIMARY SEDIMENTATION TANKS | A-O + CHEM P REMOVAL | 2.2096 | 25.3123 | 99.2913 | 97.1793 | 94.2074 | 3.2152 | 96.3857 | 0.29015 |  |  |  |  | TRUE | TRUE | FALSE | FALSE | FALSE | FALSE | FALSE | FALSE | OD-A2/O | TRUE |  |  |  | TRUE | TRUE | [6 empty] | TRUE | TRUE
[6 empty] | DK031 | DK4211102 | Assens Renseanlæg | 35000 | 1089530 | [6 empty] | 92.1778 | 2.9627 | 97.2903 | 0.19091
Wastewater Treatment Plant Egebjerg South Wastewater Treatment Plant | https://www.bing.com/ck/a?!&&p=3e4ff99ac02d38616c0a1d86e85dae8fc8c1c99beb0341e0f26ffe0a325a1875JmltdHM9MTc3Mzg3ODQwMA&ptn=3&ver=2&hsh=4&fclid=27a8491b-f3e7-64ff-1d32-5d20f29065f3&psq=Egebjerg+South++renseanlaeg+wwtp+model+upgrade+&u=a1aHR0cHM6Ly93d3cuZWNwb3dlci5ldS9maWxlcy9lYy1wb3dlci9jdXN0b21lci9FTi9Eb3dubG9hZHNfRU4vSW5mb3JtYXRpb25fTWF0ZXJpYWwvRUNQX0Nhc2VTdG9yeV9FZ2ViamVyZ19TeWRfR0IucGRm |  |  |  |  | DK031 | DK4271102 | Egebjerg syd Renseanlæg | 20000 | 637058 | ? | A-O + CHEM P REMOVAL + LAG | 1.667 | 27.6411 | 99.7113 | 97.6423 | 95.4805 | 4.7484 | 98.5643 | 0.086334 |  |  |  |  | TRUE | TRUE | FALSE | FALSE | FALSE | FALSE | FALSE | FALSE | OD-A/O | TRUE |  |  |  | TRUE | TRUE
Wastewater Treatment Plant Strandgården Wastewater Treatment Plant | [5 empty] | DK031 | DK4351402 | Strandgården Renseanlæg | 20000 | 412745 | PRIMARY SEDIMENTATION TANK | A-O + CHEM P REMOVAL | 1.9164 | 28.4801 | 98.8387 | 92.9456 | 94.3079 | 2.8274 | 96.7344 | 0.19867 |  |  |  |  | TRUE | TRUE | FALSE | FALSE | FALSE | FALSE | FALSE | FALSE | CAS-A/O | TRUE |  |  |  | TRUE | TRUE
[6 empty] | DK031 | DK4391202 | Kerteminde/Munkebo | 25000 | 2265803 | [6 empty] | 90.3735 | 3.582 | 94.1624 | 0.29482
Wastewater Treatment Plant Åby Wastewater Treatment Plant | Wastewater Treatment Plant Nr. Åby Wastewater Treatment Plant |  |  |  |  | DK031 | DK4510102 | Nr. Åby Renseanlæg | 22000 | 829119 | ? | A-O + CHEM P REMOVAL + FILT | 2.1686 | 18.3568 | 98.6089 | 94.736 | 91.1701 | 2.7523 | 96.6411 | 0.1375 |  |  |  |  | TRUE | TRUE | FALSE | TRUE | FALSE | FALSE | FALSE | FALSE | OD-A/O | TRUE |  |  |  | TRUE | TRUE
Wastewater Treatment Plant Northwest Wastewater Treatment Plant | [5 empty] | DK031 | DK4610102 | Nordvest Renseanlæg | 48300 | 5133072 |  | A-O + CHEM P REMOVAL + FILT | 1.1956 | 24.4076 | 99.369 | 94.7608 | 94.0782 | 2.6514 | 93.667 | 0.34093 |  |  |  |  | TRUE | TRUE | FALSE | TRUE | FALSE | FALSE | FALSE | FALSE | OD-A/O | TRUE |  |  |  | TRUE | TRUE
Wastewater Treatment Plant North-East Wastewater Treatment Plant | [5 empty] | DK031 | DK4610202 | Nordøst Renseanlæg | 30000 | 2015433 | ? | A-O + CHEM P REMOVAL + FILT | 1.365 | 20.1406 | 99.4367 | 96.3602 | 90.1878 | 4.4075 | 96.6351 | 0.23122 |  |  |  |  | TRUE | TRUE | FALSE | VERO* | FALSE | FALSE | FALSE | FALSE | OD-A/O | TRUE |  |  |  | TRUE | TRUE
Wastewater Treatment Plant Otterup Wastewater Treatment Plant | [5 empty] | DK031 | DK4710102 | Otterup Renseanlæg | 12500 | 1280314 |  | A-O + CHEM P REMOVAL + LAG | 3.0164 | 25.2633 | 98.5904 | 93.7378 | 92.6096 | 3.4132 | 94.3007 | 0.38194 |  |  |  |  | TRUE | TRUE | FALSE | TRUE | FALSE | FALSE | FALSE | FALSE | OD-A/O | TRUE |  |  |  | TRUE | TRUE
Wastewater Treatment Plant Ringe Wastewater Treatment Plant | [5 empty] | DK031 | DK4735102 | Ringe Renseanlæg | 12000 | 879153 | ? | A-O + CHEM P REMOVAL + LAG | 2.3864 | 22.9937 | 98.7791 | 95.8706 | 93.6176 | 2.3818 | 94.9434 | 0.30484 |  |  |  |  | TRUE | TRUE | FALSE | TRUE | FALSE | FALSE | FALSE | FALSE | OD-A/O | TRUE |  |  |  | TRUE | TRUE
Wastewater Treatment Plant Rudkøbing Wastewater Treatment Plant | [5 empty] | DK031 | DK4751202 | Rudkøbing Renseanlæg | 14500 | 669236 | PRIMARY SEDIMENTATION; SECONDARY SEDIMENTATION | A-O + CHEM P REMOVAL | 2.204 | 26.5721 | 98.8464 | 94.1005 | 91.935 | 3.3307 | 90.575 | 0.59023 |  |  |  |  | TRUE | TRUE | FALSE | FALSE | FALSE | FALSE | FALSE | FALSE | OD-A/O | FALSE |  |  |  | TRUE | TRUE
Wastewater Treatment Plant Egsmade Wastewater Treatment Plant | Wastewater Treatment Plant Egsmade - Biomizing | Our wastewater treatment plants and pumping stations | Energy optimisation at Egsmade Wastewater Treatment Plant - Water & Waste |  |  | DK031 | DK4791302 | Egsmade Renseanlæg | 105000 | 5083521 | PRIMARY SEDIMENTATION; SECONDARY SEDIMENTATION | OD-A/O + CHEM P REMOVAL | 1.4948 | 18.4636 | 99.13 | 94.9837 | 93.5557 | 2.2829 | 93.7698 | 0.31376 | 0.62948 |  |  |  | TRUE | TRUE | FALSE | FALSE | FALSE |  | FALSE | FALSE | OD-A/O | FALSE |  |  |  | TRUE | TRUE
Wastewater Treatment Plant Søndersø City Wastewater Treatment Plant | MABR reactors to improve capacity and energy efficiency at Søndersø WWTP - Life-Reseau |  |  |  |  | DK031 | DK4830102 | Søndersø By Renseanlæg | 20000 | 1216316 | ? | A-O + CHEM P REMOVAL + LAG | 3.1069 | 23.609 | 98.7761 | 95.766 | 94.5676 | 2.4788 | 95.7923 | 0.2598 |  |  |  |  | TRUE | TRUE | FALSE | FALSE | FALSE | FALSE | FALSE | FALSE | OD-A/O to MABR | TRUE |  |  |  | TRUE | TRUE
Wastewater Treatment Plant Ørbæk Wastewater Treatment Plant | [5 empty] | DK031 | DK4950102 | Ørbæk Renseanlæg | 28000 | 482707 | ? | A-O + CHEM P REMOVAL | 2.0344 | 20.6233 | 99.6666 | 98.5617 | 95.3127 | 2.0323 | 95.8569 | 0.31903 |  |  |  |  | TRUE | NA | NA | NA | NA | NA | NA | NA | A-O | NA | NA |  | NA | NA | TRUE
Wastewater treatment plant CHRISTIANSFELD wastewater treatment plant | [5 empty] | DK032 | DK5090006 | CHRISTIANSFELD RENSEANLÆG | 30000 | 891029 |  | A/O + CHEM P REMOVAL | 2.7373 | 23.777 | 99.7367 | 99.098 | 97.207 | 2.3894 | 99.3735 | 0.10662 |  |  |  |  | TRUE | TRUE | FALSE | TRUE | FALSE | FALSE | FALSE | FALSE | CAS-A/O | TRUE |  |  |  | TRUE | TRUE
Wastewater treatment plant HADERSLEV wastewater treatment plant | [5 empty] | DK032 | DK5150001 | HADERSLEV | 40447 | 4386226 |  | A/O + CHEM P REMOVAL | 2.607 | 21.1451 | 98.5931 | 96.0754 | 93.3835 | 2.3838 | 94.7866 | 0.31964 |  |  |  |  | TRUE | TRUE | FALSE | TRUE | FALSE | FALSE | FALSE | FALSE | OD-A/O | TRUE |  |  |  | TRUE | TRUE
Wastewater Treatment Plant Himmark Wastewater Treatment Plant | [5 empty] | DK032 | DK5230004 | HIMMARK | 15000 | 1076263 |  | A-O + CHEM P REMOVAL | 4.0213 | 28.9613 | 98.1142 | 94.7139 | 93.1266 | 3.7314 | 96.2452 | 0.27038 |  |  |  |  | TRUE | TRUE | FALSE | TRUE | FALSE |  | FALSE | FALSE | OD-A/O | TRUE |  |  |  | TRUE | TRUE
[6 empty] | DK032 | DK5390001 | Gårdeby Renseanlæg | 15000 | 773036 | [6 empty] | 92.2731 | 3.6027 | 92.4733 | 0.5653
[6 empty] | DK032 | DK5410007 | TØNDER | 27750 | 1514619 | [6 empty] | 93.4428 | 2.7142 | 96.0938 | 0.33342
[6 empty] | DK032 | DK5430001 | VOJENS | 65000 | 858659 | [6 empty] | 95.8229 | 2.2186 | 96.6032 | 0.23059
[6 empty] | DK032 | DK5530002 | Outrup Renseanlæg | 16000 | 253001 | [6 empty] | 99.0681 | 0.98814 | 99.6569 | 0.11067
[6 empty] | DK032 | DK5590001 | Brørup | 18000 | 1006296 | [6 empty] | 95.9526 | 3.0428 | 95.9534 | 0.24148
https://www.bing.com/ck/a?!&&p=6cd02b838aebd5f15622a3ffa422db9c973a1044c6b7694bed52c399abbb5bf4JmltdHM9MTc3MTU0NTYwMA&ptn=3&ver=2&hsh=4&fclid=27a8491b-f3e7-64ff-1d32-5d20f29065f3&psq=Bilag+2+-+Chemical+phosphorus+(P)+mapping+in+wastewater+treatment+plants+(WWTPs)+towards+efficient+P+recovery+Qian+Wang+and+Ulla+Gro+Nielsen%2c+University+of+Southern+Denmark&u=a1aHR0cHM6Ly93d3cuYmlsbHVuZHZhbmQuZGsvbWVkaWEvMTgwMC9mb3Nmb3JtaW5pbmctcHJvamVrdC1yYXBwb3J0LWJpbGFnLTItZW5nLnBkZg | Wastewater Treatment Plant Esbjerg West Wastewater Treatment Plant | Renseanlæg Vest Rundvisning - DIN Forsynings skoletjeneste | https://www.bing.com/ck/a?!&&p=f22e9a538262b4d398c242677ddf9b988e778c8b4cd54abd2e97b34830bd645fJmltdHM9MTc3MTgwNDgwMA&ptn=3&ver=2&hsh=4&fclid=27a8491b-f3e7-64ff-1d32-5d20f29065f3&psq=esbjerg+west+renseanlaeg+report&u=a1aHR0cHM6Ly93d3cuZW5lcmdpZm9yc2tuaW5nLmRrL2ZpbGVzL3NsdXRyYXBwb3J0ZXIvMTIyNzJfZmluYWxfcmVwb3J0Ll9waGFzZV8zLl9yZXZfMl9zZWxla3Rpdl9oeWRyb2x5c2UucGRm |  |  | DK032 | DK5610001 | Esbjerg vest | 290000 | 8781602 |  | CAS-A/O + CHEM P REMOVAL | 1.5616 | 21.816 | 99.5186 | 97.086 | 93.2771 | 2.9798 | 96.7839 | 0.19381 |  |  |  |  | TRUE | TRUE | FALSE | TRUE | FALSE | FALSE | TRUE | TRUE | CAS-A/O | TRUE |  |  |  | TRUE | TRUE
[6 empty] | DK032 | DK5610002 | Esbjerg øst | 125000 | 4190460 | [6 empty] | 92.1245 | 4.1883 | 91.4389 | 0.56652
THE TREATMENT PLANT ¦ Billund BioRefinery | https://www.bing.com/ck/a?!&&p=22bbd111d2db6027abb253dbc3e2c1ebbb2aee540d359b31ecd6f24c0deebb2cJmltdHM9MTc3MTU0NTYwMA&ptn=3&ver=2&hsh=4&fclid=27a8491b-f3e7-64ff-1d32-5d20f29065f3&psq=Billund+wwtp+denmark&u=a1aHR0cHM6Ly9jb25mZXJlbmNlcy5hcXVhZW52aXJvLmNvLnVrL3dwLWNvbnRlbnQvdXBsb2Fkcy9zaXRlcy83LzIwMTcvMDMvQW5kcmV3LUdpbGJlcnQucGRm |  |  |  |  | DK032 | DK5650012 | Grindsted | 70000 | 3942740 |  | ANAEROBIC-CAS-A/O + CHEM P REMOVAL + LAGOON + FILT + REJECT WATER TREATMENT-ANAMMOX | 5.1951 | 51.8201 | 98.3251 | 93.2963 | 92.7768 | 4.1474 | 95.2265 | 0.37867 | 0.81162 |  | 0.39617 |  | FALSE | FALSE | FALSE | FALSE | TRUE | FALSE | TRUE | TRUE | A2/O | TRUE |  |  | TRUE | TRUE | TRUE | [6 empty] | TRUE | TRUE
[6 empty] | DK032 | DK5690001 | Holsted by | 27000 | 1625756 | [6 empty] | 91.3895 | 2.8916 | 93.7628 | 0.20544
[6 empty] | DK032 | DK5710001 | Ribe | 25000 | 1673904 | [6 empty] | 94.2987 | 2.1937 | 96.9243 | 0.16309
[6 empty] | DK032 | DK5750001 | Vejen | 28000 | 2620764 | [6 empty] | 94.0126 | 2.8862 | 92.7967 | 0.66622
[6 empty] | DK032 | DK5770010 | Skovlund Renseanlæg | 23500 | 1235466 | [6 empty] | 92.7589 | 2.7026 | 97.2355 | 0.33186
[6 empty] | DK042 | DK6010029 | Brædstrup | 16000 | 1238531 | [6 empty] | 94.2765 | 2.4739 | 97.2697 | 0.15987
[6 empty] | DK042 | DK6030020 | BREJNING CENTRALRENS. | 19600 | 1281785 | [6 empty] | 91.5511 | 3.1597 | 96.5314 | 0.15603
[6 empty] | DK042 | DK6050100 | HARALDSKÆR RENSEANLÆG | 24000 | 1354791 | [6 empty] | 95.2022 | 2.2483 | 97.4277 | 0.10703
https://www.bing.com/ck/a?!&&p=6cd02b838aebd5f15622a3ffa422db9c973a1044c6b7694bed52c399abbb5bf4JmltdHM9MTc3MTU0NTYwMA&ptn=3&ver=2&hsh=4&fclid=27a8491b-f3e7-64ff-1d32-5d20f29065f3&psq=Bilag+2+-+Chemical+phosphorus+(P)+mapping+in+wastewater+treatment+plants+(WWTPs)+towards+efficient+P+recovery+Qian+Wang+and+Ulla+Gro+Nielsen%2c+University+of+Southern+Denmark&u=a1aHR0cHM6Ly93d3cuYmlsbHVuZHZhbmQuZGsvbWVkaWEvMTgwMC9mb3Nmb3JtaW5pbmctcHJvamVrdC1yYXBwb3J0LWJpbGFnLTItZW5nLnBkZg | https://www.bing.com/ck/a?!&&p=c0338babd8808f7476be93f49366b2246290b9f5156c3edc57df947a51bd983bJmltdHM9MTc3MTcxODQwMA&ptn=3&ver=2&hsh=4&fclid=27a8491b-f3e7-64ff-1d32-5d20f29065f3&psq=Data-driven+Modeling+and+Predictive+Control+for+N2O+Mitigation+in+Wastewater+Treatment+Processes+Hansen%2c+Laura+Debel&u=a1aHR0cHM6Ly92Ym4uYWF1LmRrL3dzL3BvcnRhbGZpbGVzL3BvcnRhbC83OTkyMTUyNzMvUEhEX0xEX09OTElORS5wZGY | Renseanlægget i Fredericia |  |  |  | DK042 | DK6070012 | FREDERICIA SPILDEVAND OG ENERGI A/S | 420000 | 8655678 |  | ANAEROBIC TANK + CAS-A/O | 1.735 | 25.0815 | 99.3906 | 95.5021 | 91.704 | 3.1824 | 93.7557 | 0.4493 |  |  | 0.80872 |  | TRUE | TRUE | FALSE | TRUE | FALSE | FALSE | FALSE | TRUE | CAS-A2/O | TRUE |  | TRUE |  | TRUE | TRUE | [6 empty] | TRUE
[6 empty] | DK041 | DK6110004 | GIVE CENTRALRENS. | 42000 | 1606435 | [6 empty] | 92.0639 | 2.302 | 93.302 | 0.25709
[6 empty] | DK042 | DK6130041 | Hedensted Renseanlæg | 45000 | 2809723 | [6 empty] | 95.5353 | 1.6621 | 91.631 | 0.45236
[6 empty] | DK042 | DK6190001 | Juelsminde | 22000 | 886646 | [6 empty] | 94.7412 | 2.5715 | 96.5636 | 0.22557
[6 empty] | DK032 | DK6290003 | VAMDRUP RENSEANLÆG | 27500 | 1414360 | [6 empty] | 94.2934 | 2.9611 | 96.8343 | 0.23544
Wastewater treatment plant Tarm wastewater treatment plant | https://www.bing.com/ck/a?!&&p=6683f720aa31261a42f898d5996002b00ff4a1a5c553395fd304789a26a1ec38JmltdHM9MTc3MTU0NTYwMA&ptn=3&ver=2&hsh=4&fclid=27a8491b-f3e7-64ff-1d32-5d20f29065f3&psq=Ringk%c3%b8bing-Skjern+Kommune+Bilag+7+til+Spildevandsplan+2024-2031&u=a1aHR0cHM6Ly93d3cucmtzay5kay9GaWxlcy9GaWxlcy9Cb3JnZXIvQWZmYWxkLWVuZXJnaS1taWxqby9TcGlsZGV2YW5kJTIwb2clMjBuZWRzaXZuaW5nL1NwaWxkZXZhbmRzcGxhbiUyMDIwMjQtMjAzMS9CaWxhZy03LVJlbnNlYW5sQWVnLnBkZg |  |  |  |  | DK041 | DK6551002 | Tarm | 63000 | 2588714 | PRIMARY SEDIMENTATION TANK* | OD-A/O + CHEM P REMOVAL | 3.839 | 52.8486 | 99.2303 | 95.2613 | 93.5603 | 2.835 | 96.7868 | 0.19701 |  |  |  |  | TRUE | TRUE | FALSE | TRUE | FALSE | FALSE | FALSE | FALSE | OD-A/O | TRUE |  |  |  | TRUE | TRUE
[6 empty] | DK041 | DK6571002 | Herning - HCR | 150000 | 9160744 | [6 empty] | 90.1691 | 5.2262 | 94.1469 | 0.52365
https://www.bing.com/ck/a?!&&p=6683f720aa31261a42f898d5996002b00ff4a1a5c553395fd304789a26a1ec38JmltdHM9MTc3MTU0NTYwMA&ptn=3&ver=2&hsh=4&fclid=27a8491b-f3e7-64ff-1d32-5d20f29065f3&psq=Ringk%c3%b8bing-Skjern+Kommune+Bilag+7+til+Spildevandsplan+2024-2031&u=a1aHR0cHM6Ly93d3cucmtzay5kay9GaWxlcy9GaWxlcy9Cb3JnZXIvQWZmYWxkLWVuZXJnaS1taWxqby9TcGlsZGV2YW5kJTIwb2clMjBuZWRzaXZuaW5nL1NwaWxkZXZhbmRzcGxhbiUyMDIwMjQtMjAzMS9CaWxhZy03LVJlbnNlYW5sQWVnLnBkZg | Wastewater Treatment Plant Hvide Sande Wastewater Treatment Plant |  |  |  |  | DK041 | DK6591002 | Hvide Sande | 11005 | 532709 | PRIMARY SEDIMENTATION TANKS | OD-A/O + CHEM P REMOVAL | 2.3934 | 27.7131 | 98.1921 | 94.855 | 95.8527 | 1.6388 | 97.1765 | 0.31912 |  |  |  |  | TRUE | TRUE | FALSE | FALSE | FALSE | FALSE | FALSE | FALSE | OD-A/O | TRUE |  |  |  | TRUE | TRUE
Wastewater Treatment Plant Holstebro Wastewater Treatment Plant | https://www.bing.com/ck/a?!&&p=5959268367ce73d36fdf17d31f5ffe0a5608839eedde006b85a18a13e3e45900JmltdHM9MTc3MTgwNDgwMA&ptn=3&ver=2&hsh=4&fclid=27a8491b-f3e7-64ff-1d32-5d20f29065f3&psq=Ressourcetjek+af+udvalgte+renseanl%c3%a6g+Partnerskab+om+ressourceudnyttelse+i+vandsektoren&u=a1aHR0cHM6Ly93d3cyLm1zdC5kay9VZGdpdi9wdWJsaWthdGlvbmVyLzIwMjAvMDYvOTc4LTg3LTcwMzgtMTk2LTMucGRm |  |  |  |  | DK041 | DK6611002 | Holstebro | 188000 | 4871949 |  | CAS-A/O + CHEM P REMOVAL |  |  |  |  | 91.7735 | 4.5949 | 97.0098 | 0.3436 |  |  |  |  | NA | NA | FALSE | TRUE | FALSE | FALSE | FALSE | FALSE | OD-A/O | TRUE |  |  | TRUE | TRUE | TRUE
[6 empty] | DK041 | DK6631002 | Ikast | 35000 | 3387752 | [6 empty] | 93.6728 | 2.2065 | 89.4856 | 0.49177
[6 empty] | DK041 | DK6651002 | Lemvig | 54000 | 1398282 | [6 empty] | 90.9206 | 5.825 | 97.9676 | 0.64079
[6 empty] | DK041 | DK6711002 | Struer | 60000 | 1487757 | [6 empty] | 90.1775 | 4.5424 | 95.8062 | 0.30717
[6 empty] | DK041 | DK6731202 | Harboøre | 53445 | 802464 | [6 empty] | 97.7825 | 3.3248 | 95.803 | 0.30905
[6 empty] | DK041 | DK6811002 | Videbæk | 14000 | 879135 | [6 empty] | 91.4425 | 2.482 | 88.4268 | 0.59832
[6 empty] | DK041 | DK6831002 | Vinderup | 15000 | 858997 | [6 empty] | 93.2466 | 2.4785 | 96.3554 | 0.13038
[6 empty] | DK042 | DK7010033 | Boeslum | 23753 | 832060 | [6 empty] | 95.205 | 3.007 | 96.7104 | 0.29205
[6 empty] | DK042 | DK7030027 | Skovby Renseanlæg | 20909 | 1705501 | [6 empty] | 93.3245 | 2.5435 | 96.1559 | 0.24743
[6 empty] | DK042 | DK7050014 | Truust CR | 10451 | 498654 | [6 empty] | 93.9027 | 2.9219 | 96.5995 | 0.21658
[6 empty] | DK042 | DK7090005 | Hadsten | 21560 | 1280378 | [6 empty] | 92.5064 | 2.5985 | 91.3278 | 0.27648
[6 empty] | DK042 | DK7110003 | Hammel | 15047 | 576926 | [6 empty] | 96.832 | 2.2429 | 98.3043 | 0.19067
[6 empty] | DK042 | DK7130003 | Hinnerup | 24982 | 937231 | [6 empty] | 93.2771 | 4.2786 | 95.8557 | 0.35423
[6 empty] | DK042 | DK7150039 | Hørning Renseanlæg | 13778 | 800842 | [6 empty] | 95.2655 | 2.7259 | 97.8929 | 0.23101
[6 empty] | DK042 | DK7170004 | Langå | 10900 | 397010 | [6 empty] | 94.8001 | 3.4634 | 97.7949 | 0.36775
[6 empty] | DK042 | DK7270071 | Odder. Saksild Bugt | 38000 | 1856717 | [6 empty] | 90.8236 | 3.9171 | 93.7173 | 0.36247
[6 empty] | DK042 | DK7330009 | Mørke | 14523 | 863871 | [6 empty] | 95.0529 | 2.4309 | 96.3077 | 0.29055
[6 empty] | DK042 | DK7370001 | Ry Renseanlæg | 12000 | 465192 | [6 empty] | 94.0838 | 3.4308 | 96.2983 | 0.29665
[6 empty] | DK042 | DK7430001 | Søholt | 99480 | 4517480 | [6 empty] | 93.733 | 3.7667 | 97.7563 | 0.19347
https://www.bing.com/ck/a?!&&p=c0338babd8808f7476be93f49366b2246290b9f5156c3edc57df947a51bd983bJmltdHM9MTc3MTcxODQwMA&ptn=3&ver=2&hsh=4&fclid=27a8491b-f3e7-64ff-1d32-5d20f29065f3&psq=Data-driven+Modeling+and+Predictive+Control+for+N2O+Mitigation+in+Wastewater+Treatment+Processes+Hansen%2c+Laura+Debel&u=a1aHR0cHM6Ly92Ym4uYWF1LmRrL3dzL3BvcnRhbGZpbGVzL3BvcnRhbC83OTkyMTUyNzMvUEhEX0xEX09OTElORS5wZGY | Our wastewater treatment plants | https://www.bing.com/ck/a?!&&p=5959268367ce73d36fdf17d31f5ffe0a5608839eedde006b85a18a13e3e45900JmltdHM9MTc3MTgwNDgwMA&ptn=3&ver=2&hsh=4&fclid=27a8491b-f3e7-64ff-1d32-5d20f29065f3&psq=Ressourcetjek+af+udvalgte+renseanl%c3%a6g+Partnerskab+om+ressourceudnyttelse+i+vandsektoren&u=a1aHR0cHM6Ly93d3cyLm1zdC5kay9VZGdpdi9wdWJsaWthdGlvbmVyLzIwMjAvMDYvOTc4LTg3LTcwMzgtMTk2LTMucGRm |  |  |  | DK042 | DK7450024 | Skanderborg Centralrenseanlæg | 41382 | 1961483 | PRIMARY SEDIMENTATION TANK | OD-A2/O + CHEM P REMOVAL + FILT | 1.9521 | 27.3783 | 99.5062 | 97.6769 | 96.12 | 3.0227 | 97.7092 | 0.28142 | 0.76473 |  | 1.8353 |  | TRUE | TRUE | FALSE | FALSE | FALSE | FALSE | FALSE | TRUE | OD-A2/O | TRUE |  |  |  | TRUE | TRUE | [6 empty] | TRUE
[6 empty] | DK042 | DK7490011 | Them | 17500 | 595296 | [6 empty] | 96.9123 | 2.1401 | 97.6443 | 0.27213
https://www.bing.com/ck/a?!&&p=1e4d69d0cbb9376390d03a23e779e66b9cc598ec23809a29b3b327ada775a4bbJmltdHM9MTc3MTU0NTYwMA&ptn=3&ver=2&hsh=4&fclid=27a8491b-f3e7-64ff-1d32-5d20f29065f3&psq=Flemming+B.+M%c3%b8ller+marseliborg&u=a1aHR0cHM6Ly93d3cubWFybWFyYS5nb3YudHIvdXBsb2Fkcy9vbGQtc2l0ZS8yMDIwLzEyL0ZsZW1taW5nLUIuLU1vbGxlci5wZGY | https://www.bing.com/ck/a?!&&p=007d1328a4ce086ae56b02352ab8f9800a438e9e236bdaddef12cac5084c3175JmltdHM9MTc3MTYzMjAwMA&ptn=3&ver=2&hsh=4&fclid=27a8491b-f3e7-64ff-1d32-5d20f29065f3&psq=DHI+CASE+STORY+SUCCESSFUL+WASTEWATER+TREATMENT+OPTIMISATION+IN+DENMARK&u=a1aHR0cHM6Ly93d3cuZGhpZ3JvdXAuY29tL3VwbG9hZC9wdWJsaWNhdGlvbnMvbWlzYy9VcmJhbldhdGVyX0RLX0Nhc2VTdG9yeV9TdWNjZXNzZnVsJTIwd2FzdGV3YXRlciUyMHRyZWF0bWVudCUyMG9wdGltaXNhdGlvbi5wZGY | BioVentris® Improved Biogas Yield and Overall Energy Balance for Aarhus Vand ¦ EnviroZyme | Microsoft Word - REDIGER - Slutrapport 9.0 D-363158 3.0.docx |  |  | DK042 | DK7510186 | Egå | 112000 | 6071950 | PRIMARY SEDIMENTATION TANK* | PRE FILT + ANAEROBIC TANK + FERMENTATION TANK + OD-A/O + CHEM P REMOVAL + FILT + REJECT WATER TREATMENT-DEMON + FINAL REAREATION | 2.1206 | 24.49 | 99.2094 | 95.6973 | 92.74 | 3.9519 | 97.9471 | 0.13752 | 0.55336 |  | 0.57642 |  | TRUE | TRUE | FALSE | FALSE | FALSE | TRUE | FALSE | FALSE | OD-A2/O | TRUE |  | TRUE | TRUE |  | TRUE |  |  |  | TRUE | TRUE |  | TRUE
[6 empty] | DK042 | DK7610202 | Bjerringbro | 80000 | 2043373 | [6 empty] | 94.3051 | 1.6301 | 93.2715 | 0.33376
[6 empty] | DK050 | DK7650302 | Hanstholm Renseanlæg | 130000 | 649599 | [6 empty] | 95.475 | 4.0317 | 98.0816 | 0.3125
[6 empty] | DK041 | DK7690202 | Karup | 15000 | 765517 | [6 empty] | 97.0307 | 2.2677 | 99.2085 | 0.23775
[6 empty] | DK041 | DK7710202 | Kjellerup | 18000 | 1245763 | [6 empty] | 92.7336 | 2.1995 | 90.0044 | 0.36765
[6 empty] | DK050 | DK7730678 | Østerstrand | 125000 | 1804764 | [6 empty] | 95.4393 | 1.9726 | 93.3595 | 0.45879
[6 empty] | DK041 | DK7790202 | Skive | 64000 | 5141813 | [6 empty] | 91.1994 | 3.1156 | 95.3968 | 0.20499
[6 empty] | DK050 | DK7850202 | Tåbel | 25000 | 1204595 | [6 empty] | 91.8331 | 3.2351 | 96.5262 | 0.19509
[6 empty] | DK050 | DK7870002 | Thisted | 130000 | 3151700 | [6 empty] | 94.012 | 5.3755 | 94.4069 | 0.59111
[6 empty] | DK050 | DK8030009 | Attrup | 22000 | 1074263 | [6 empty] | 96.6155 | 2.2425 | 98.4188 | 0.31184
[6 empty] | DK050 | DK8090362 | Stistrup | 20000 | 823039 | [6 empty] | 90.9574 | 6.425 | 97.4589 | 0.2345
[6 empty] | DK050 | DK8190545 | Hirtshals | 117000 | 2441909 | [6 empty] | 97.0413 | 1.6929 | 98.4093 | 0.12245
[6 empty] | DK050 | DK8210138 | Hjørring | 88888 | 4531042 | [6 empty] | 90.3151 | 4.0198 | 97.0004 | 0.17501
[6 empty] | DK050 | DK8290389 | Nr. Lyngby | 38000 | 645230 | [6 empty] | 92.7032 | 2.6967 | 92.2824 | 0.50835
Wastewater Treatment and Resource Recovery | Mariagerfjord Wastewater Treatment Plant (WWTP) | https://www.bing.com/ck/a?!&&p=f4c3dc9479a9c35aa58b8a8abfd1b983a49362f52b27c1b39cfe5e1079cf5966JmltdHM9MTc3MTgwNDgwMA&ptn=3&ver=2&hsh=4&fclid=27a8491b-f3e7-64ff-1d32-5d20f29065f3&psq=mariagerfjord+renseanlaeg+WWTP&u=a1aHR0cHM6Ly93d3cucmVuZm9ybS5kay9GaWxlcy9GaWxlcy9Ccm9jaHVyZXIvbWFyaWFnZXJmam9yZF9yZW5zZWFubGFlZ18tX255dF90b3Btb2Rlcm5lX2FubGFlZ190aWxfMjI1LjAwMF9wZV9mb3JfdHJlX2ZvcnN5bmluZ2VyX3dlYi5wZGY | https://www.bing.com/ck/a?!&&p=4d5efe014c16e12ec73e1e584bdb83ff4f6b8f52224c58dbcf364cb4f06ba153JmltdHM9MTc3MTgwNDgwMA&ptn=3&ver=2&hsh=4&fclid=27a8491b-f3e7-64ff-1d32-5d20f29065f3&psq=mariagerfjord+WWTP+&u=a1aHR0cHM6Ly93d3cuc2NpZW5jZWRpcmVjdC5jb20vc2NpZW5jZS9hcnRpY2xlL3BpaS9TMDA0ODk2OTcyMjA0NjMwNw | FORSYNINGS PORTRÆT: Centralisering opgraderer Mariagerfjord til version 2.0 - Issuu |  | DK050 | DK8400001 | Mariagerfjord Renseanlæg | 208500 | 4790776 |  | ANAEROBIC TANK + OD-A/O + CHEM P REMOVAL + FILT | 2.2134 | 20.3936 | 99.2653 | 96.9346 | 94.3447 | 2.6505 | 98.1813 | 0.12879 | 0.36529 |  |  | 0.35971 | TRUE | TRUE | FALSE | TRUE | FALSE | FALSE | TRUE | FALSE | OD-A2/O | TRUE |  |  |  | TRUE | TRUE
The three large wastewater treatment plants | Wastewater Treatment Plant Skagen Wastewater Treatment Plant | https://www.bing.com/ck/a?!&&p=6b3341764aac9dae755fcd01f645d1e0f1eb2d15f3143ed187160b691e5d935aJmltdHM9MTc3MTgwNDgwMA&ptn=3&ver=2&hsh=4&fclid=27a8491b-f3e7-64ff-1d32-5d20f29065f3&psq=skagen+WWTP+&u=a1aHR0cHM6Ly9wdWJtZWQubmNiaS5ubG0ubmloLmdvdi8xODA0ODkyMC8 | Skagen Wastewater Treatment Plant: Sustainability, Nature and the Purification Process of the Future - Naturenbestemmer.dk | PowerPoint Presentation | FF Skagen: The pre-treatment plant reduces nitrogen and phosphorus emissions and enables the production of biogas - FiskerForum | DK050 | DK8410526 | Skagen | 160000 | 2791559 |  | ANAEROBIC TANK + OD-A/O + CHEM P REMOVAL | 3.2566 | 43.538 | 99.6833 | 97.3791 | 94.6354 | 6.7539 | 98.9713 | 0.20669 |  |  |  |  | TRUE | TRUE | FALSE | TRUE | FALSE | FALSE | FALSE | FALSE | OD-A2/O | TRUE |  |  |  | TRUE | TRUE | [6 empty] | TRUE
https://www.bing.com/ck/a?!&&p=7b67d9bb7e48dc48ecf61a040b40639a1d5e7c8697a40c24705cca2594f56477JmltdHM9MTc3MTU0NTYwMA&ptn=3&ver=2&hsh=4&fclid=27a8491b-f3e7-64ff-1d32-5d20f29065f3&psq=Aalborg+east+WWTP&u=a1aHR0cHM6Ly93d3cucmVzZWFyY2hnYXRlLm5ldC9maWd1cmUvQWFsYm9yZy1FYXN0LVdhc3Rld2F0ZXItVHJlYXRtZW50LVBsYW50X2ZpZzVfMjU5ODMwMjAx | Wastewater Treatment and Resource Recovery | [PDF] Analysis of Aalborg East Waste Water Treatment Plant P16 K6M - Free Download |  |  |  | DK050 | DK8510144 | Aalborg Øst | 81400 | 6021877 | PRIMARY SEDIMENTATION TANK IN CONSTRUCTION | OD-A2/O + CHEM P REMOVAL + REJECT WATER AND RECIRCULATED SLUDGE FERMENTATION | 3.1173 | 34.2807 | 98.7621 | 94.8125 | 91.5898 | 4.612 | 90.89 | 0.69945 |  |  | 0.60612 |  | TRUE | TRUE | FALSE | VERO*** | FALSE | FALSE | FALSE | TRUE | OD-A2/O | TRUE |  |  |  | TRUE | TRUE |  | TRUE
[6 empty] | DK050 | DK8610051 | Aars Renseanlæg | 105000 | 1256091 | [6 empty] | 95.9828 | 3.9352 | 97.6348 | 0.33119

## CHAP 6
|  | Water line conventional steps | ID step code | [7 empty] | MOST FREQUENT COMBINATIONS
|  | Preliminary screening and sieving | PRE-SS | [7 empty] | DK-REFERENCE SUBGROUP 1 | Preliminary screening and sieving | Sand grit and grease tanks | Primary coagulation-flocculation separate tanks | Primary sedimentation tanks | Continuous suspended biomass-A2/O | secondary sedimentation tanks | Extra C source dosing for denitriphication step | Intermittent aeration in aerobic tanks (no need of specific anoxic tanks) | Chemicals dosing for P precipitation | online sensors connected to a SCADA for extensive automation and online control | Digital twin model of the WWTP
|  | Sand grit and grease tanks | SGG | [7 empty] | DK-REFERENCE SUBGROUP 2 | Preliminary screening and sieving | Sand grit and grease tanks | Primary sedimentation tanks | Continuous suspended biomass-A2/O | secondary sedimentation tanks | Intermittent aeration in aerobic tanks (no need of specific anoxic tanks) | Chemicals dosing for P precipitation | Recycled sludges fermentation to prepare EBPR | online sensors connected to a SCADA for extensive automation and online control | Digital twin model of the WWTP
|  | Primary coagulation-flocculation separate tanks | PCF | [7 empty] | DK-REFERENCE SUBGROUP 3 | Preliminary screening and sieving | Sand grit and grease tanks | Primary sedimentation tanks | Continuous suspended biomass-A2/O | secondary sedimentation tanks | Intermittent aeration in aerobic tanks (no need of specific anoxic tanks) | Chemicals dosing for P precipitation | Final reaeration | online sensors connected to a SCADA for extensive automation and online control
|  | Primary sedimentation tanks | PS | [7 empty] | DK-REFERENCE SUBGROUP 4 | Preliminary screening and sieving | Sand grit and grease tanks | Primary sedimentation tanks | Continuous suspended biomass-A2/O | secondary sedimentation tanks | Intermittent aeration in aerobic tanks (no need of specific anoxic tanks) | Chemicals dosing for P precipitation | Granular sludge Recycle technology to improve settleability | online sensors connected to a SCADA for extensive automation and online control
|  | Sedipac primary tanks/Multiflow/actiflow-Compact primary treatment steps | CP | [7 empty] | DK-REFERENCE SUBGROUP 5 | Preliminary screening and sieving | Sand grit and grease tanks | Primary sedimentation tanks | Continuous suspended biomass-A2/O | secondary sedimentation tanks | Intermittent aeration in aerobic tanks (no need of specific anoxic tanks) | Chemicals dosing for P precipitation | online sensors connected to a SCADA for extensive automation and online control
|  | Salsnes filter for C harvest | SF | [7 empty] | DK-REFERENCE SUBGROUP 6 | Preliminary screening and sieving | Sand grit and grease tanks | Primary sedimentation tanks | Continuous suspended biomass-A/O | secondary sedimentation tanks | Extra C source dosing for denitriphication step | Intermittent aeration in aerobic tanks (no need of specific anoxic tanks) | Chemicals dosing for P precipitation | Granular sludge Recycle technology to improve settleability | online sensors connected to a SCADA for extensive automation and online control | Digital twin model of the WWTP
|  | equalization tanks | EQ | [7 empty] | DK-REFERENCE SUBGROUP 7 | Preliminary screening and sieving | Sand grit and grease tanks | Primary sedimentation tanks | Continuous suspended biomass-A/O | secondary sedimentation tanks | Intermittent aeration in aerobic tanks (no need of specific anoxic tanks) | Chemicals dosing for P precipitation | online sensors connected to a SCADA for extensive automation and online control
|  | Storm water storage tanks | SW | [7 empty] | DK-REFERENCE SUBGROUP 8 | Preliminary screening and sieving | Sand grit and grease tanks | Primary sedimentation tanks | Continuous suspended biomass-A/O | secondary sedimentation tanks | Intermittent aeration in aerobic tanks (no need of specific anoxic tanks) | Chemicals dosing for P precipitation | Activated return sludge (to improve sludge settleability and reduce excess sludge production) | online sensors connected to a SCADA for extensive automation and online control | Digital twin model of the WWTP
|  | Biological reactors | BIO-REACT | [7 empty] | DK-REFERENCE SUBGROUP 9 | Preliminary screening and sieving | Sand grit and grease tanks | Primary sedimentation tanks | Continuous suspended biomass-A/O | secondary sedimentation tanks | Intermittent aeration in aerobic tanks (no need of specific anoxic tanks) | Chemicals dosing for P precipitation
|  | secondary sedimentation tanks | SS | [7 empty] | DK-REFERENCE SUBGROUP 10 | Preliminary screening and sieving | Sand grit and grease tanks | Primary sedimentation tanks | Continuous suspended biomass-A/O + BAF | secondary sedimentation tanks | Extra C source dosing for denitriphication step | Intermittent aeration in aerobic tanks (no need of specific anoxic tanks) | Chemicals dosing for P precipitation | online sensors connected to a SCADA for extensive automation and online control
[11 empty] | DK-REFERENCE SUBGROUP 11 | Preliminary screening and sieving | Sand grit and grease tanks | Primary sedimentation tanks | Continuous suspended biomass-A/O + BAF | secondary sedimentation tanks | Intermittent aeration in aerobic tanks (no need of specific anoxic tanks) | Chemicals dosing for P precipitation
|  | Polishing water line steps (not considered for the wwtps clustering) | ID step code | [7 empty] | DK-REFERENCE SUBGROUP 12 | Preliminary screening and sieving | Sand grit and grease tanks | Primary sedimentation tanks | equalization tanks | Storm water storage tanks | Continuous suspended biomass-A/O | secondary sedimentation tanks | Intermittent aeration in aerobic tanks (no need of specific anoxic tanks) | Chemicals dosing for P precipitation | online sensors connected to a SCADA for extensive automation and online control | Digital twin model of the WWTP
|  | Filtration | FILT | [7 empty] | DK-REFERENCE SUBGROUP 13 | Preliminary screening and sieving | Sand grit and grease tanks | Primary sedimentation tanks | equalization tanks | Storm water storage tanks | Continuous suspended biomass-A/O | secondary sedimentation tanks | Intermittent aeration in aerobic tanks (no need of specific anoxic tanks) | Chemicals dosing for P precipitation
|  | Disinfection | DIS | [7 empty] | DK-REFERENCE SUBGROUP 14 | Preliminary screening and sieving | Sand grit and grease tanks | Primary sedimentation tanks | equalization tanks | Continuous suspended biomass-A/O | secondary sedimentation tanks | Intermittent aeration in aerobic tanks (no need of specific anoxic tanks) | Chemicals dosing for P precipitation | Recycled sludges fermentation to prepare EBPR
[11 empty] | DK-REFERENCE SUBGROUP 15 | Preliminary screening and sieving | Sand grit and grease tanks | Primary sedimentation tanks | equalization tanks | Storm water storage tanks | Continuous suspended biomass-A2/O | secondary sedimentation tanks | Intermittent aeration in aerobic tanks (no need of specific anoxic tanks) | Chemicals dosing for P precipitation | online sensors connected to a SCADA for extensive automation and online control | Digital twin model of the WWTP
|  | Conventional operating strategies to enhance nutrients removal | ID operational strategy code | [7 empty] | DK-REFERENCE SUBGROUP 16 | Preliminary screening and sieving | Sand grit and grease tanks | Primary sedimentation tanks | equalization tanks | Continuous suspended biomass-A2/O | secondary sedimentation tanks | Intermittent aeration in aerobic tanks (no need of specific anoxic tanks) | Chemicals dosing for P precipitation
|  | Extra C source dosing for denitriphication step | ECD | [7 empty] | DK-REFERENCE SUBGROUP 17 | Preliminary screening and sieving | Sand grit and grease tanks | Primary sedimentation tanks | Storm water storage tanks | Continuous suspended biomass-A2/O | secondary sedimentation tanks | side stream NH4 removal step on liquors recycled from sludge line back to water line | Intermittent aeration in aerobic tanks (no need of specific anoxic tanks) | Chemicals dosing for P precipitation | online sensors connected to a SCADA for extensive automation and online control
|  | Polyelectrolyte dosing for coagulation/flocculation | PD | [7 empty] | DK-REFERENCE SUBGROUP 18 | Preliminary screening and sieving | Sand grit and grease tanks | Primary sedimentation tanks | Storm water storage tanks | Continuous suspended biomass-A2/O | secondary sedimentation tanks | Intermittent aeration in aerobic tanks (no need of specific anoxic tanks) | Chemicals dosing for P precipitation | recycled reject water from sludge line fermentation to prepare influent for EBPR
|  | side stream NH4 removal step on liquors recycled from sludge line back to water line | SSNR | [7 empty] | DK-REFERENCE SUBGROUP 19 | Preliminary screening and sieving | Sand grit and grease tanks | Primary sedimentation tanks | Storm water storage tanks | Continuous suspended biomass-A2/O + BAF | secondary sedimentation tanks | Polyelectrolyte dosing for coagulation/flocculation | side stream NH4 removal step on liquors recycled from sludge line back to water line | Intermittent aeration in aerobic tanks (no need of specific anoxic tanks) | Chemicals dosing for P precipitation | Final reaeration | online sensors connected to a SCADA for extensive automation and online control
|  | Intermittent aeration in aerobic tanks (no need of specific anoxic tanks) | IA | [7 empty] | DK-REFERENCE SUBGROUP 20 | Preliminary screening and sieving | Sand grit and grease tanks | Primary sedimentation tanks | Storm water storage tanks | Continuous suspended biomass-A2/O | secondary sedimentation tanks | Polyelectrolyte dosing for coagulation/flocculation | Intermittent aeration in aerobic tanks (no need of specific anoxic tanks) | Chemicals dosing for P precipitation | online sensors connected to a SCADA for extensive automation and online control
|  | Chemicals dosing for P precipitation | CPP | [7 empty] | DK-REFERENCE SUBGROUP 21 | Preliminary screening and sieving | Sand grit and grease tanks | Storm water storage tanks | Continuous suspended biomass-A/O | secondary sedimentation tanks | Intermittent aeration in aerobic tanks (no need of specific anoxic tanks) | Chemicals dosing for P precipitation
|  | Activated return sludge (to improve sludge settleability and reduce excess sludge production) | ARP | [7 empty] | DK-REFERENCE SUBGROUP 22 | Preliminary screening and sieving | Sand grit and grease tanks | Storm water storage tanks | Continuous suspended biomass-A/O | secondary sedimentation tanks | Intermittent aeration in aerobic tanks (no need of specific anoxic tanks) | Final reaeration
|  | recycled reject water from sludge line fermentation to prepare influent for EBPR | RRWF | [7 empty] | DK-REFERENCE SUBGROUP 23 | Preliminary screening and sieving | Sand grit and grease tanks | Storm water storage tanks | Continuous suspended biomass-A2/O | secondary sedimentation tanks | Intermittent aeration in aerobic tanks (no need of specific anoxic tanks) | Chemicals dosing for P precipitation | online sensors connected to a SCADA for extensive automation and online control
|  | Recycled sludges fermentation to prepare EBPR | RSF | [7 empty] | DK-REFERENCE SUBGROUP 24 | Preliminary screening and sieving | Sand grit and grease tanks | Continuous suspended biomass-A2/O | secondary sedimentation tanks | Chemicals dosing for P precipitation
|  | raw influent fermentation to prepare it for EBPR | RIF | [7 empty] | DK-REFERENCE SUBGROUP 25 | Preliminary screening and sieving | Sand grit and grease tanks | Continuous suspended biomass-A2/O | secondary sedimentation tanks | Intermittent aeration in aerobic tanks (no need of specific anoxic tanks) | Chemicals dosing for P precipitation | online sensors connected to a SCADA for extensive automation and online control | Digital twin model of the WWTP
|  | Final reaeration | FR | [7 empty] | DK-REFERENCE SUBGROUP 26 | Preliminary screening and sieving | Sand grit and grease tanks | Continuous suspended biomass-A/O | secondary sedimentation tanks | Intermittent aeration in aerobic tanks (no need of specific anoxic tanks) | Chemicals dosing for P precipitation
|  | Granular sludge Recycle technology to improve settleability | GS | [7 empty] | DK-REFERENCE SUBGROUP 27 | Preliminary screening and sieving | Sand grit and grease tanks | Continuous suspended biomass-A/O | Intermittent aeration in aerobic tanks (no need of specific anoxic tanks) | Chemicals dosing for P precipitation
|  | online sensors connected to a SCADA for extensive automation and online control | SCADA | [7 empty] | DK-REFERENCE SUBGROUP 28 | Preliminary screening and sieving | Sand grit and grease tanks | Salsnes filter for C harvest | Continuous suspended biomass-A2/O | secondary sedimentation tanks | Polyelectrolyte dosing for coagulation/flocculation | side stream NH4 removal step on liquors recycled from sludge line back to water line | Intermittent aeration in aerobic tanks (no need of specific anoxic tanks) | Chemicals dosing for P precipitation
|  | Digital twin model of the WWTP | DT | [7 empty] | DK-REFERENCE SUBGROUP 29 | Preliminary screening and sieving | Sand grit and grease tanks | Salsnes filter for C harvest | Continuous suspended biomass-A2/O | secondary sedimentation tanks | Polyelectrolyte dosing for coagulation/flocculation | side stream NH4 removal step on liquors recycled from sludge line back to water line | Chemicals dosing for P precipitation | raw influent fermentation to prepare it for EBPR | Final reaeration | online sensors connected to a SCADA for extensive automation and online control
[11 empty] | DK-REFERENCE SUBGROUP 30 | Sedipac primary tanks/Multiflow/actiflow-Compact primary treatment steps | equalization tanks | Storm water storage tanks | Continuous suspended biomass-A2/O | secondary sedimentation tanks | side stream NH4 removal step on liquors recycled from sludge line back to water line | Intermittent aeration in aerobic tanks (no need of specific anoxic tanks) | Chemicals dosing for P precipitation | online sensors connected to a SCADA for extensive automation and online control | Digital twin model of the WWTP
[11 empty] | DK-REFERENCE SUBGROUP 31 | Primary sedimentation tanks | Continuous suspended biomass-A/O | secondary sedimentation tanks | side stream NH4 removal step on liquors recycled from sludge line back to water line | Intermittent aeration in aerobic tanks (no need of specific anoxic tanks) | Chemicals dosing for P precipitation
[11 empty] | DK-REFERENCE SUBGROUP 32 | mostly unknown water line scheme
REFERENCE WWTPS BELONGING TO
[11 empty] | SUBGROUP 1 | REFERENCE WWTPS BELONGING TO SUBGROUP 2 | REFERENCE WWTPS BELONGING TO SUBGROUP 3 | REFERENCE WWTPS BELONGING TO SUBGROUP 4 | REFERENCE WWTPS BELONGING TO SUBGROUP 5 | REFERENCE WWTPS BELONGING TO SUBGROUP 6 | REFERENCE WWTPS BELONGING TO SUBGROUP 7 | REFERENCE WWTPS BELONGING TO SUBGROUP 8 | REFERENCE WWTPS BELONGING TO SUBGROUP 9 | REFERENCE WWTPS BELONGING TO SUBGROUP 10 | REFERENCE WWTPS BELONGING TO SUBGROUP 11 | REFERENCE WWTPS BELONGING TO SUBGROUP 12 | REFERENCE WWTPS BELONGING TO SUBGROUP 13 | REFERENCE WWTPS BELONGING TO SUBGROUP 14 | REFERENCE WWTPS BELONGING TO SUBGROUP 15 | REFERENCE WWTPS BELONGING TO SUBGROUP 16 | REFERENCE WWTPS BELONGING TO SUBGROUP 17 | REFERENCE WWTPS BELONGING TO SUBGROUP 18 | REFERENCE WWTPS BELONGING TO SUBGROUP 19 | REFERENCE WWTPS BELONGING TO SUBGROUP 20 | REFERENCE WWTPS BELONGING TO SUBGROUP 21 | REFERENCE WWTPS BELONGING TO SUBGROUP 22 | REFERENCE WWTPS BELONGING TO SUBGROUP 23 | REFERENCE WWTPS BELONGING TO SUBGROUP 24 | REFERENCE WWTPS BELONGING TO SUBGROUP 25 | REFERENCE WWTPS BELONGING TO SUBGROUP 26 | REFERENCE WWTPS BELONGING TO SUBGROUP 27 | REFERENCE WWTPS BELONGING TO SUBGROUP 28 | REFERENCE WWTPS BELONGING TO SUBGROUP 29 | REFERENCE WWTPS BELONGING TO SUBGROUP 30 | REFERENCE WWTPS BELONGING TO SUBGROUP 31 | REFERENCE WWTPS BELONGING TO SUBGROUP 32
[11 empty] | Renseanlæg Lynetten | Spildevandscenter Avedøre | Nivå Renseanlæg | Aalborg Vest | Skagen******** (8) | Viby ** (2) | KORSØR RENSEANLÆG ** (2) | SLAGELSE | Ringkøbing ** (2) | Frederikshavn | Stavnsholt*******(7) | Køge-Egnens Renseanlæg I/S | Esbjerg vest | Renseanlæg Damhusåen | KOLDING CENTRALRENS.****** (6) | Mariagerfjord Renseanlæg******* (7) | Marselisborg | Aalborg Øst | Ejby Mølle Renseanlæg | FREDERICIA SPILDEVAND OG ENERGI A/S | Lillerød Renseanlæg ** (2) | NÆSTVED | Skanderborg Centralrenseanlæg*******(7) | Bjergmarken | Rønne Renseanlæg ** (2) | Strøby Ladeplads ** (2) | Rudkøbing Renseanlæg ** (2) | HCRSyd | Egå | Grindsted | Holstebro***** (5) | HOLBÆK
[19 empty] | Nr. Åby Renseanlæg ** (2) | [16 empty] | Fårevejle renseanlæg ** (2) | Egsmade Renseanlæg ** (2) |  |  |  |  | Ørbæk Renseanlæg ** (2)
[19 empty] | Nordvest Renseanlæg ** (2) | [16 empty] | SORØ CENTRALRENSEANLÆG ** (2)
[19 empty] | Nordøst Renseanlæg ** (2) | [16 empty] | Egebjerg syd Renseanlæg ** (2)
[19 empty] | Otterup Renseanlæg ** (2) | [16 empty] | Strandgården Renseanlæg ** (2)
[19 empty] | Ringe Renseanlæg ** (2) | [16 empty] | Søndersø By Renseanlæg ** (2)
[19 empty] | CHRISTIANSFELD RENSEANLÆG ** (2) | [16 empty] | Hvide Sande**(2)
HADERSLEV ** (2)
HIMMARK ** (2)
Tarm
uwwNUTS | uwwCode | uwwName | uwwCapacity (PE) | PRE-SS | SGG | PCF | PS | CP | SF | EQ | SW | BIO-REACT | SS | ECD | PD | SSNR | IA | CPP | ARP | RRWF | RSF | RIF | FR | GS | SCADA | DT
DK011 | DK1010005 | Renseanlæg Lynetten | 1200000 | TRUE | TRUE | TRUE | TRUE | FALSE | FALSE | FALSE | FALSE | OD-A2/O | SS: TRUE; ECD: TRUE; IA: TRUE; CPP: TRUE; Tarm SCADA: TRUE; Tarm DT: VERO****
DK011 | DK1010006 | Renseanlæg Damhusåen | 470000 | TRUE | TRUE | FALSE | TRUE | FALSE | FALSE | TRUE | FALSE | OD-A/O | SS: TRUE; IA: TRUE; CPP: TRUE; Tarm RSF: TRUE
DK012 | DK1670001 | Spildevandscenter Avedøre | 400000 | TRUE | TRUE | FALSE | TRUE | FALSE | FALSE | FALSE | FALSE | OD-A2/O | SS: TRUE; IA: TRUE; CPP: TRUE; Tarm RSF: TRUE; Tarm SCADA: TRUE; Tarm DT: TRUE
DK031 | DK4610302 | Ejby Mølle Renseanlæg | 385000 | TRUE | TRUE | FALSE | TRUE | FALSE | FALSE | FALSE | TRUE | OD-A2/O + TF | SS: TRUE; PD: TRUE; SSNR: TRUE; IA: TRUE; CPP: TRUE; Tarm FR: TRUE; Tarm SCADA: TRUE
DK050 | DK8130337 | Frederikshavn | 92383 | TRUE | TRUE | FALSE | TRUE | FALSE | FALSE | FALSE | FALSE | A/O + BAF + POST DN | SS: TRUE; ECD: TRUE; IA: TRUE; CPP: TRUE; Tarm SCADA: TRUE
DK050 | DK8510333 | Aalborg Vest | 227000 | TRUE | TRUE | FALSE | TRUE | FALSE |  | FALSE | FALSE | OD-A2/O | SS: TRUE; IA: TRUE; CPP: TRUE; Tarm GS: TRUE; Tarm SCADA: TRUE
DK041 | DK6671002 | Ringkøbing ** (2) | 42500 | TRUE | TRUE | FALSE | TRUE | FALSE | FALSE | FALSE | FALSE | OD-A/O | SS: TRUE; IA: TRUE; CPP: TRUE
DK032 | DK6210038 | KOLDING CENTRALRENS.****** (6) | 125000 | TRUE | TRUE | FALSE | TRUE | FALSE | FALSE | TRUE | TRUE | OD-A2/O | SS: TRUE; IA: TRUE; CPP: TRUE; Tarm SCADA: TRUE; Tarm DT: TRUE
DK042 | DK7510138 | Marselisborg | 220000 | TRUE | TRUE | FALSE | TRUE | FALSE | FALSE | FALSE | TRUE | OD-A2/O | SS: TRUE; SSNR: TRUE; IA: TRUE; CPP: TRUE; Tarm SCADA: TRUE
DK022 | DK3150008 | HOLBÆK | 60000 | NA | NA | NA | NA | NA | NA | NA | NA | SBR-A/O | SS: NA; SSNR: TRUE; IA: TRUE; CPP: TRUE
DK013 | DK2010005 | Lillerød Renseanlæg ** (2) | 16210 | TRUE | TRUE | FALSE | FALSE | FALSE |  | FALSE | TRUE | OD-A/O | SS: TRUE; IA: TRUE; CPP: TRUE
DK013 | DK2070002 | Stavnsholt*******(7) | 31696 | TRUE | TRUE | FALSE | TRUE | FALSE | FALSE | FALSE | FALSE | CAS-A/O + BAF | SS: TRUE; IA: TRUE; CPP: TRUE
DK014 | DK2190020 | HCRSyd | 68000 | TRUE | TRUE | FALSE | FALSE | FALSE | TRUE | FALSE | FALSE | CAS-A2/O | SS: TRUE; PD: TRUE; SSNR: TRUE; IA: TRUE; CPP: TRUE
DK013 | DK2270005 | Nivå Renseanlæg | 17085 | TRUE | TRUE | FALSE | TRUE | FALSE | FALSE | FALSE | FALSE | OD-A2/O | SS: TRUE; IA: TRUE; CPP: TRUE; Tarm FR: TRUE; Tarm SCADA: TRUE
DK022 | DK2590009 | Køge-Egnens Renseanlæg I/S | 100000 | TRUE | TRUE | FALSE | TRUE | FALSE | FALSE | TRUE | TRUE | OD-A/O | SS: TRUE; IA: TRUE; CPP: TRUE; Tarm SCADA: TRUE; Tarm DT: TRUE
DK022 | DK2630001 | Viby ** (2) | 22500 | TRUE | TRUE | FALSE | TRUE | FALSE | FALSE | FALSE | FALSE | OD-A/O | SS: TRUE; ECD: TRUE; IA: TRUE; CPP: TRUE; Tarm GS: TRUE; Tarm SCADA: TRUE; Tarm DT: TRUE
DK022 | DK2650002 | Bjergmarken | 125000 | TRUE | TRUE | FALSE | FALSE | FALSE | FALSE | FALSE | FALSE | CAS-A2/O | SS: TRUE; CPP: TRUE
DK022 | DK2710016 | Strøby Ladeplads ** (2) | 13000 | TRUE | TRUE | FALSE | FALSE | FALSE | FALSE | FALSE | FALSE | OD-A/O | SS: TRUE; IA: TRUE; CPP: TRUE
DK022 | DK3050006 | Fårevejle renseanlæg ** (2) | 26200 | TRUE | TRUE | FALSE | FALSE | FALSE | FALSE | FALSE | FALSE | OD-A/O | SS: TRUE; IA: TRUE; CPP: TRUE
DK022 | DK3250012 | KORSØR RENSEANLÆG ** (2) | 40000 | TRUE | TRUE | FALSE | VERO* | FALSE | FALSE | FALSE | FALSE | OD-A/O | SS: TRUE; IA: TRUE; CPP: TRUE; Tarm SCADA: TRUE; Tarm DT: TRUE
DK022 | DK3330007 | SLAGELSE | 115000 | TRUE | TRUE | FALSE | TRUE | FALSE | FALSE | FALSE | FALSE | OD-A/O | SS: TRUE; IA: TRUE; CPP: TRUE; Tarm ARP: TRUE; Tarm SCADA: TRUE; Tarm DT: TRUE
DK022 | DK3350012 | SORØ CENTRALRENSEANLÆG ** (2) | 30000 | TRUE | TRUE | FALSE | FALSE | FALSE | FALSE | FALSE | FALSE | OD-A/O | SS: TRUE; IA: TRUE; CPP: TRUE
DK022 | DK3730001 | NÆSTVED | 89000 | TRUE | TRUE | FALSE | FALSE | FALSE |  | FALSE | TRUE | A/O | SS: TRUE; IA: TRUE; Tarm FR: TRUE
DK014 | DK4070101 | Rønne Renseanlæg ** (2) | 70000 | TRUE | TRUE | FALSE | FALSE | FALSE | FALSE | FALSE | FALSE | OD-A2/O | SS: TRUE; IA: TRUE; CPP: TRUE; Tarm SCADA: TRUE; Tarm DT: TRUE
DK031 | DK4271102 | Egebjerg syd Renseanlæg ** (2) | 20000 | TRUE | TRUE | FALSE | FALSE | FALSE | FALSE | FALSE | FALSE | OD-A/O | SS: TRUE; IA: TRUE; CPP: TRUE
DK031 | DK4351402 | Strandgården Renseanlæg ** (2) | 20000 | TRUE | TRUE | FALSE | FALSE | FALSE | FALSE | FALSE | FALSE | CAS-A/O | SS: TRUE; IA: TRUE; CPP: TRUE
DK031 | DK4510102 | Nr. Åby Renseanlæg ** (2) | 22000 | TRUE | TRUE | FALSE | TRUE | FALSE | FALSE | FALSE | FALSE | OD-A/O | SS: TRUE; IA: TRUE; CPP: TRUE
DK031 | DK4610102 | Nordvest Renseanlæg ** (2) | 48300 | TRUE | TRUE | FALSE | TRUE | FALSE | FALSE | FALSE | FALSE | OD-A/O | SS: TRUE; IA: TRUE; CPP: TRUE
DK031 | DK4610202 | Nordøst Renseanlæg ** (2) | 30000 | TRUE | TRUE | FALSE | VERO* | FALSE | FALSE | FALSE | FALSE | OD-A/O | SS: TRUE; IA: TRUE; CPP: TRUE
DK031 | DK4710102 | Otterup Renseanlæg ** (2) | 12500 | TRUE | TRUE | FALSE | TRUE | FALSE | FALSE | FALSE | FALSE | OD-A/O | SS: TRUE; IA: TRUE; CPP: TRUE
DK031 | DK4735102 | Ringe Renseanlæg ** (2) | 12000 | TRUE | TRUE | FALSE | TRUE | FALSE | FALSE | FALSE | FALSE | OD-A/O | SS: TRUE; IA: TRUE; CPP: TRUE
DK031 | DK4751202 | Rudkøbing Renseanlæg ** (2) | 14500 | TRUE | TRUE | FALSE | FALSE | FALSE | FALSE | FALSE | FALSE | OD-A/O | SS: FALSE; IA: TRUE; CPP: TRUE
DK031 | DK4791302 | Egsmade Renseanlæg ** (2) | 105000 | TRUE | TRUE | FALSE | FALSE | FALSE |  | FALSE | FALSE | OD-A/O | SS: FALSE; IA: TRUE; CPP: TRUE
DK031 | DK4830102 | Søndersø By Renseanlæg ** (2) | 20000 | TRUE | TRUE | FALSE | FALSE | FALSE | FALSE | FALSE | FALSE | OD-A/O (9) | SS: TRUE; IA: TRUE; CPP: TRUE
DK031 | DK4950102 | Ørbæk Renseanlæg ** (2) | 28000 | TRUE | NA | NA | NA | NA | NA | NA | NA | A-O | SS: NA; ECD: NA; SSNR: NA; IA: NA; CPP: TRUE
DK032 | DK5090006 | CHRISTIANSFELD RENSEANLÆG ** (2) | 30000 | TRUE | TRUE | FALSE | TRUE | FALSE | FALSE | FALSE | FALSE | CAS-A/O | SS: TRUE; IA: TRUE; CPP: TRUE
DK032 | DK5150001 | HADERSLEV ** (2) | 40447 | TRUE | TRUE | FALSE | TRUE | FALSE | FALSE | FALSE | FALSE | OD-A/O | SS: TRUE; IA: TRUE; CPP: TRUE
DK032 | DK5230004 | HIMMARK ** (2) | 15000 | TRUE | TRUE | FALSE | TRUE | FALSE |  | FALSE | FALSE | OD-A/O | SS: TRUE; IA: TRUE; CPP: TRUE
DK032 | DK5610001 | Esbjerg vest | 290000 | TRUE | TRUE | FALSE | TRUE | FALSE | FALSE | TRUE | TRUE | CAS-A/O | SS: TRUE; IA: TRUE; CPP: TRUE
DK032 | DK5650012 | Grindsted | 70000 | FALSE | FALSE | FALSE | FALSE | TRUE | FALSE | TRUE | TRUE | A2/O | SS: TRUE; SSNR: TRUE; IA: TRUE; CPP: TRUE; Tarm SCADA: TRUE; Tarm DT: TRUE
DK042 | DK6070012 | FREDERICIA SPILDEVAND OG ENERGI A/S | 420000 | TRUE | TRUE | FALSE | TRUE | FALSE | FALSE | FALSE | TRUE | CAS-A2/O | SS: TRUE; PD: TRUE; IA: TRUE; CPP: TRUE; Tarm SCADA: TRUE
DK041 | DK6551002 | Tarm | 63000 | TRUE | TRUE | FALSE | TRUE | FALSE | FALSE | FALSE | FALSE | OD-A/O | SS: TRUE; IA: TRUE; CPP: TRUE
DK041 | DK6591002 | Hvide Sande**(2) | 11005 | TRUE | TRUE | FALSE | FALSE | FALSE | FALSE | FALSE | FALSE | OD-A/O | SS: TRUE; IA: TRUE; CPP: TRUE
DK041 | DK6611002 | Holstebro***** (5) | 188000 | NA | NA | FALSE | TRUE | FALSE | FALSE | FALSE | FALSE | OD-A/O | SS: TRUE; SSNR: TRUE; IA: TRUE; CPP: TRUE
DK042 | DK7450024 | Skanderborg Centralrenseanlæg*******(7) | 41382 | TRUE | TRUE | FALSE | FALSE | FALSE | FALSE | FALSE | TRUE | OD-A2/O | SS: TRUE; IA: TRUE; CPP: TRUE; Tarm SCADA: TRUE
DK042 | DK7510186 | Egå | 112000 | TRUE | TRUE | FALSE | FALSE | FALSE | TRUE | FALSE | FALSE | OD-A2/O | SS: TRUE; PD: TRUE; SSNR: TRUE; CPP: TRUE; Tarm RIF: TRUE; Tarm FR: TRUE; Tarm SCADA: TRUE
DK050 | DK8400001 | Mariagerfjord Renseanlæg******* (7) | 208500 | TRUE | TRUE | FALSE | TRUE | FALSE | FALSE | TRUE | FALSE | OD-A2/O | SS: TRUE; IA: TRUE; CPP: TRUE
DK050 | DK8410526 | Skagen******** (8) | 160000 | TRUE | TRUE | FALSE | TRUE | FALSE | FALSE | FALSE | FALSE | OD-A2/O | SS: TRUE; IA: TRUE; CPP: TRUE; Tarm SCADA: TRUE
DK050 | DK8510144 | Aalborg Øst | 81400 | TRUE | TRUE | FALSE | VERO*** | FALSE | FALSE | FALSE | TRUE | OD-A2/O | SS: TRUE; IA: TRUE; CPP: TRUE; Tarm RRWF: TRUE
Sand and grease removal always assumed present with screening in entry buildings
Primary sedimentation tank always assumed absent if not mentioned or visible
| 1 | *(not clear if primary sedimentation tank or sand and grease tank are visible)
| 2 | ** most of the analysis is based on DinGeo bird view (not highly reliable)
| 3 | *** very recent construction
| 4 | ****works ongoing
| 5 | *****sludge line is in an external facility but reject water from it are sent back to water line
| 6 | ******preliminary step and possible equalization/storm water basins are in separate pretreatment WWTPs connected to the main one
| 7 | *******a final filtration explicitely mentioned to target P removal
| 8 | ********there is also an industrial effluent pre-treatment plant directly connected
| 9 | ongoing installation of a MABR unit in the bioreactor